## 1) Title and Instructions
Networked Lighting Control
Qualified Products List v.2.001
Published 2/13/2018
For the most recent version of this list,
please visit www.designlights.org
1) Instructions
This Excel document provides a list of Networked Lighting Control Systems that have been qualified by DLC to meet DLC's Networked Lighting Control System specifications. These systems may be eligible for utility rebates at DLC Member utilities and energy efficiency programs in the United States and Canada.
In addition to this title page, this document is organized into three Excel worksheets or "tabs":
2) Qualified Systems Summary - A list of qualified control systems with summary information about the system including size/scope of system, warranty information, and any case studies available.
3) Systems by Capability - A list of qualified control systems with capabilities of each system.
4) Detailed Capabilities - A list of qualified control systems with capabilities of each system and additional detailed information about each capability.
More detailed instructions for each worksheet or "tab" are provided on the worksheet itself.

## 2) Qualified Systems Summary
Company | Brand | Name of Control System | Interior or Exterior? . | Technical Require-ments Version? | Technical support phone number | Interior Scope/Scale of System (Room, Whole Building, Portfolio/Enterprise) | Exterior Scope/scale of System (Exterior Area/Parking/Structured Parking, Roadway (highways), Streetlight (residential streets), Smart City | Product Website | System/ Hardware Component Standard Warranty | Warranty Notes | Case studies available?
Acuity Brands | Acuity Controls | nLight | Interior | V2.0 | 800-535-2465 | Portfolio/Enterprise Level, Building Level, Room Level |  | http://www.acuitybrands.com/products/controls/nlight | 5 years |  | Chicago School District Case Study http://www.acuitybrands.com/solutions/inspire-me/case-studies/district-59
Acuity Brands | Acuity Controls | nLight AIR | Interior | V2.0 | 800-535-2465 | Room Level |  | http://www.acuitybrands.com/products/controls/nlightair | 5 years |  | No cases studies are currently available
Acuity Brands | Acuity Controls | XPoint Wireless | Interior | V2.0 | 800-535-2465 | Portfolio/Enterprise Level, Building Level, Room Level |  | http://www.acuitybrands.com/products/controls/xpoint-wireless | 5 years |  | Manufacturing: http://insights.acuitybrands.com/h/i/341419242-steel-coating-factory-led-upgrade-case-study/288327 Distriubution Center: http://insights.acuitybrands.com/h/i/341357751-led-warehouse-zero-maintenance-case-study
Autani, LLC | Energy Center | Energy Center | Interior | V2.0 | 443-320-2233 option 2 855-228-8264 option 2 | Portfolio/Enterprise Level,Building Level, Room Level |  | www.autani.com | 3 Years | Purchase extended warranty for DLC 5 year requirement. | http://www.autani.com/work/
Autani, LLC | Energy Center | Energy Center | Exterior | V2.0 | 443-320-2233 option 2 855-228-8264 option 2 |  | Area/Building Exterior/Parking/Structured Parking, Roadway (highways), Streetlight (residential streets) | www.autani.com | 3 Years | Purchase extended warranty for DLC 5 year requirement. | http://www.autani.com/work/
Cree, Inc. | SmartCast Wireless | SmartCast Wireless | Interior | V2.0 | 866.924.3645 | Building Level, Room Level |  | http://www2.cree.com/smartcast-landing-page | 5 years |  | http://www2.cree.com/smartcast-landing-page
Crestron Electronics | Crestron DALI | Crestron DALI | Interior | V2.0 | 888-273-7876 | Portfolio/Enterprise Level, Building Level, Room Level, Structured Parking |  | https://www.crestron.com/products/model/DIN-DALI-2 | 5 years | 3 years standard; 5 year amendment for DLC qualified projects receiving utility rebates | https://www.crestron.com/about/press-news/case-studies-installations
Digital Lumens | Digital Lumens | SiteWorx Tune | Interior | V2.0 | (617) 723-1200 Ext. #3 | Portfolio/Enterprise Level, Building Level, Room Level |  | https://www.digitallumens.com/solutions/tune/ | 5 years |  | www.digitallumens.com/company/contact
Eaton | LumaWatt Pro | LumaWatt Pro | Interior | V2.0 | 1-770-486-4800 | Portfolio/Enterprise Level, Building Level, Room Level, |  | www.Eaton.com/lumawattpro | 5 years |  | No case studies are currently available
Eaton | LumaWatt Pro | LumaWatt Pro | Exterior | V2.0 | 1-770-486-4800 |  | Area/Building Exterior/Parking/Structured Parking, Streetlight (residential streets) | www.Eaton.com/lumawattpro | 5 years |  | No case studies are currently available
Eaton | WaveLinx | WaveLinx Wireless Connected Lighting | Interior | V2.0 | 800-533-3879 | Building Level, Room Level |  | http://www.eaton.com/flash/electrical/connectedlighting/products/wavelinx/ | 5 years |  | No case studies are currently available.
Enlighted Inc | Enlighted | IoT System | Interior | V2.0 | 1-855-874-1692 | Portfolio/Enterprise Level, Building Level, Room Level |  | www.enlightedinc.com | 5 years |  | https://newbuildings.org/sites/default/files/NEEA_Enlighted_Report.pdf. http://www.enlightedinc.com/customer-success-stories/
Enlighted Inc | Enlighted | IoT System | Exterior | V2.0 | 1-855-874-1692 |  | Area/Building Exterior/Parking/Structured Parking, Streetlight (residential streets) | www.enlightedinc.com | 5 years |  | https://newbuildings.org/sites/default/files/NEEA_Enlighted_Report.pdf. http://www.enlightedinc.com/customer-success-stories/
EnOcean | EasyFit | EasyFit | Interior | V2.0 | 801-312-0118 | Room Level. Also Building and Enterprise Level with Magnum OPUS components |  | https://www.easyfit-solutions.com/ | 5 years |  | https://www.enocean-alliance.org/solutions/references/
GE Lighting Solutions | ControlScope | ControlScope | Interior | V2.0 | (650)316-8412 | Portfolio/Enterprise Level, Building Level, Room Level |  | www.daintree.net | 5 years |  | http://www.daintree.net/resources/case-studies/
IDEAL INDUSTRIES, INC. | AUDACY® Advanced Wireless Solutions | AUDACY® | Interior | V2.0 | 800-273-9989 | Portfolio/Enterprise Level, Building Level, Room Level |  | www.audacywireless.com | 5 years |  | http://www.audacywireless.com/content/pdfs/case-studies https://www.youtube.com/watch?v=KX9pzIFJI_E&t=19s; https://www.youtube.com/watch?v=eA6ewWWD6rM; https://www.youtube.com/watch?v=Ir6n3mhBELE&t=28s
LG Electronics Inc. | LG SENSOR CONNECT | LG SENSOR CONNECT | Interior | V2.0 | 408-878-5348 | Building Level, Room Level. Also Enterprise Level with Daintree Controlscope or Autani Energy Center components. |  | http://www.lglightingus.com | 5 years |  | Available upon request
Lunera | Lunera | Lunera Ambient Compute | Interior | V2.0 | Via main number for Customer service: (408) 495-5600 | Portfolio/Enterprise Level, Building Level, Room Level |  | https://www.lunera.com/ambient-computing/ | 5 years |  | No cases studies are currently available
Lutron Electronics Co Inc | Quantum | Quantum | Interior | V2.0 | 1 (844) 588 - 7661 | Portfolio/Enterprise Level, Building Level, Room Level |  | http://www.lutron.com/en-US/Products/Pages/WholeBuildingSystems/Quantum/Overview.aspx | 2 Year | Optional Extended Warranty must be purchased to meet DLC 5 yr warranty requirement | http://www.lutron.com/en-US/Products/Pages/WholeBuildingSystems/Quantum/Overview.aspx
Lutron Electronics Co Inc | Vive Wireless Solutions | Vive Wireless Solutions | Interior | V2.0 | 1 (800) 523-9466 | Building Level, Room Level |  | www.lutron.com/vive | 5 Years; Product registration is required. |  | http://www.lutron.com/TechnicalDocumentLibrary/3684466_Franklin_and_Marshall_Case_Study.pdf
Nedap N.V. | Luxon | Luxon | Interior | V2.0 | 001 844 USNEDAP | Portfolio/Enterprise Level, Building Level, Room Level |  | https://en.nedap-luxon.com/ | 5 years |  | https://us.nedap-luxon.com/projects/danbury-arena.html
OSRAM SYLVANIA Inc. | ENCELIUM | ENCELIUM® Enterprise Light Management System | Interior | V2.0 | 1-888-531-7573 | Portfolio/Enterprise Level, Building Level, Structured Parking |  | www.osram-americas.com/encelium | 5 years |  | http://assets2.osram-americas.com/im/img/us-dam-64501
OSRAM SYLVANIA Inc. | ENCELIUM EDGE | ENCELIUM EDGE(TM) Standalone Wireless Light Management System | Interior | V2.0 | 978-570-3547 | Building Level, Room Level |  | https://www.osram.us/ds/products/light-management-systems/encelium-edge/index.jsp | 5 years |  | No cases studies are currently available
Philips Lighting | EasySense | EasySense SNS200 Advanced Grouping | Interior | V2.0 | 1-800-372-3331 (Technical Question then Controls option) | Building Level, Room Level |  | www.philips.com/easysense | 5 years |  | No cases studies are currently available
Philips Lighting | SpaceWise | SpaceWise | Interior | V1.0 | 1-800-372-3331 | Room level solution; Whole building level solution |  | http://www.usa.lighting.philips.com/products/product-highlights/spacewise-wireless-lighting-controls | 5 years |  | http://www.usa.lighting.philips.com/products/product-highlights/spacewise-wireless-lighting-controls
RAB Lighting | Lightcloud | Lightcloud | Interior | V2.0 | 1-(844)-LIGHTCLOUD | Portfolio/Enterprise Level, Building Level, Room Level |  | www.lightcloud.com | 10 years |  | No cases studies are currently available
RAB Lighting | Lightcloud | Lightcloud | Exterior | V2.0 | 1-(844)-LIGHTCLOUD |  | Area/Building Exterior/Parking/Structured Parking | www.lightcloud.com | 10 years |  | No cases studies are currently available
Synapse Wireless | SimplySNAP | SimplySNAP Smart Lighting Solution | Interior | V2.0 | 877-982-7888 | Portfolio/Enterprise Level, Building Level |  | http://info.synapse-wireless.com/smart-lighting-control-simplysnap | 5 years |  | http://info.synapse-wireless.com/smart_lighting_case_studies
Synapse Wireless | SimplySNAP | SimplySNAP Smart Lighting Solution | Exterior | V2.0 | 877-982-7888 |  | Area/Building Exterior/Parking/Structured Parking, Streetlight (residential streets) | http://info.synapse-wireless.com/smart-lighting-control-simplysnap | 5 years |  | http://info.synapse-wireless.com/smart_lighting_case_studies
Wattstopper / Legrand | Wattstopper | DLM | Interior | V2.0 | 800 879-8585 | Portfolio/Enterprise Level, Building Level, Room Level |  | https://www.legrand.us/lighting-controls-building-systems/digital-lighting-management.aspx | 5 years |  | Search for "case study hospital" and "case study USGBC" at https://www.legrand.us
Networked Lighting Control QPL: Qualified Systems Summary
Instructions
* Press to filter list by company, brand, system name, or characteristic.

## 3) Systems by Capability
Company | Brand | Name of Control System | Interior or Exterior? | Technical Require-ments Version? | Net-worked? | Wired or Wireless? | Server Required, Local or Cloud? | Start-Up and Configuration Party? | Occup-ancy Sensing? | Traffic Sens-ing? | Daylight Harvesting (Interior)? | Photocell Control (Exterior)? | High-End Trim? | Sched-uling? | Personal Control? | Load Shed/ DR | Plug Load Control? | Zoning? | Individual Luminaire Address-able? | Luminaire Level Lighting Control (LLLC) . | Continu-ous Dimming? | Color Change / Tune? | Control Persist-ence? | Energy Monitor? | Building Systems Integrat-ion? | Remote Diagnos-tics? | Emergency Lighting Document-ation?
Acuity Brands | Acuity Controls | nLight | Interior | V2.0 | Yes | Wired | Local Server | Factory representative on-site | Yes | No | Yes | No | Yes | Yes | Yes | Yes | Yes | Yes | Yes | Yes | Yes | Yes | Yes | Yes | Yes | Yes | Yes
Acuity Brands | Acuity Controls | nLight AIR | Interior | V2.0 | Yes | Wireless | No Server Required | Installation contractor with less than 1 day of training , | Yes | NA | Yes | NA | Yes | No | No | No | No | Yes | Yes | Yes | Yes | No | Yes | No | No | No | Yes
Acuity Brands | Acuity Controls | XPoint Wireless | Interior | V2.0 | Yes | Wired, Wireless | Local Server | Factory representative on-site | Yes | No | Yes | No | Yes | Yes | Yes | Yes | Yes | Yes | Yes | Yes | Yes | Yes | Yes | Yes | Yes | Yes | Yes
Autani, LLC | Energy Center | Energy Center | Interior | V2.0 | Yes | Wired, Wireless | No Server Required | Installation contractor with less than 1 day of training, working with remote personnel at factory | Yes | NA | Yes | NA | Yes | Yes | Yes | Yes | Yes | Yes | Yes | No | Yes | No | Yes | Yes | Yes | Yes | No
Autani, LLC | Energy Center | Energy Center | Exterior | V2.0 | Yes | Wireless | No Server Required | Installation contractor with less than 1 day of training, working with remote personnel at factory | Yes | Yes | NA | Yes | Yes | Yes | No | Yes | Yes | Yes | Yes | No | Yes | No | No | Yes | Yes | Yes | No
Cree, Inc. | SmartCast Wireless | SmartCast Wireless | Interior | V2.0 | Yes | Wireless | No Server Required | Installation contractor with less than 1 day of training | Yes | NA | Yes | NA | Yes | No | No | No | No | Yes | Yes | Yes | Yes | Yes | Yes | No | No | No | Yes
Crestron Electronics | Crestron DALI | Crestron DALI | Interior | V2.0 | Yes | Wired | Local Server or Cloud Server | (A) Installation contractor w <1 day of training, plus remote personnel at factory, or (B) installation contractor w >1 day factory training, or (C) factory rep. on-site | Yes | No | Yes | Yes | Yes | Yes | Yes | No | Yes | Yes | Yes | No | Yes | Yes | No | Yes | Yes | Yes | Yes
Digital Lumens | Digital Lumens | SiteWorx Tune | Interior | V2.0 | Yes | Wireless | Local Server or Cloud Server | Through partner channels. Webinars/in-person training. At least 1 day of training with Digital Lumens | Yes | NA | Yes | NA | Yes | Yes | Yes | No | No | Yes | Yes | Yes | Yes | No | Yes | Yes | No | Yes | Yes
Eaton | LumaWatt Pro | LumaWatt Pro | Interior | V2.0 | Yes | Wired, Wireless | Local Server or Cloud Server | Factory representative on-site | Yes | NA | Yes | NA | Yes | Yes | Yes | Yes | Yes | Yes | Yes | Yes | Yes | Yes | Yes | Yes | Yes | Yes | Yes
Eaton | LumaWatt Pro | LumaWatt Pro | Exterior | V2.0 | Yes | Wired, Wireless | Local Server or Cloud Server | Factory representative on-site | Yes | Yes | NA | Yes | Yes | Yes | NA | Yes | Yes | Yes | Yes | Yes | Yes | Yes | Yes | Yes | Yes | Yes | Yes
Eaton | WaveLinx | WaveLinx Wireless Connected Lighting | Interior | V2.0 | Yes | Wireless | No Server Required | Installation contractor with less than 1 day of training | Yes | NA | Yes | NA | Yes | Yes | Yes | Yes | Yes | Yes | Yes | Yes | Yes | No | Yes | Yes | No | No | Yes
Enlighted Inc | Enlighted | IoT System | Interior | V2.0 | Yes | Wired, Wireless | Local Server or Cloud Server | Factory representative on-site | Yes | NA | Yes | NA | Yes | Yes | Yes | Yes | Yes | Yes | Yes | Yes | Yes | Yes | Yes | Yes | Yes | Yes | Yes
Enlighted Inc | Enlighted | IoT System | Exterior | V2.0 | Yes | Wired, Wireless | Local Server or Cloud Server | Factory representative on-site | Yes | Yes | NA | Yes | Yes | Yes | NA | Yes | Yes | Yes | Yes | Yes | Yes | Yes | Yes | Yes | Yes | Yes | Yes
EnOcean | EasyFit | EasyFit | Interior | V2.0 | Yes | Wireless | No Server Required | installation contractor with less than 1 day of training | Yes | NA | Yes | NA | Yes | No | No | No | No | Yes | Yes | No | Yes | No | Yes | No | Yes | No | Yes
GE Lighting Solutions | Control-Scope | ControlScope | Interior | V2.0 | Yes | Wireless | Local Server or Cloud Server | Factory-trained installation contractor with 1 day or more factory training | Yes | NA | Yes | NA | Yes | Yes | Yes | Yes | Yes | Yes | Yes | No | Yes | No | No | Yes | Yes | Yes | Yes
IDEAL INDUSTRIES, INC. | AUDACY® Advanced Wireless Solutions | AUDACY® | Interior | V2.0 | Yes | Wireless | Local Server | factory-trained installation contractor with 1 day or more factory training | Yes | NA | Yes | NA | Yes | Yes | Yes | Yes | Yes | Yes | Yes | No | Yes | No | No | Yes | Yes | Yes | Yes
LG Electronics Inc. | LG SENSOR CONNECT | LG SENSOR CONNECT | Interior | V2.0 | Yes | Wireless | No Server Required | Installation contractors with more than 1 days of training | Yes | NA | Yes | NA | Yes | Yes | Yes | No | No | Yes | Yes | Yes | Yes | No | Yes | No | No | Yes | No
Lunera | Lunera | Lunera Ambient Compute | Interior | V2.0 | Yes | Wireless | Cloud Server | Installation contractor with less than 1 day of training; plus remote personnel at factory before & after installation | Yes | NA | Yes | NA | Yes | Yes | Yes | Yes | No | Yes | Yes | No | Yes | No | No | Yes | Yes | Yes | No
Lutron Electronics Co Inc | Quantum | Quantum | Interior | V2.0 | Yes | Wired, Wireless | Local Server | Factory representative on-site | Yes | NA | Yes | NA | Yes | Yes | Yes | Yes | Yes | Yes | Yes | No | Yes | Yes | Yes | Yes | Yes | Yes | Yes
Lutron Electronics Co Inc | Vive Wireless Solutions | Vive Wireless Solutions | Interior | V2.0 | Yes | Wireless | No Server Required | Factory representative remote start-up | Yes | NA | Yes | NA | Yes | Yes | Yes | Yes | Yes | Yes | Yes | Yes | Yes | No | Yes | Yes | Yes | Yes | Yes
Nedap N.V. | Luxon | Luxon | Interior | V2.0 | Yes | Wireless | Cloud Server | Installed by contractor with less than 1 day of training; Configured by contractor with 1 day or more factory training | Yes | NA | Yes | NA | Yes | Yes | No | Yes | No | Yes | Yes | No | Yes | No | No | Yes | Yes | Yes | No
OSRAM SYLVANIA Inc. | ENCELIUM | ENCELIUM® Enterprise Light Management System | Interior | V2.0 | Yes | Wired, Wireless | Local Server | Installation contractor with 1 day or more factory or onsite training; or factory representative on-site | Yes | NA | Yes | NA | Yes | Yes | Yes | Yes | Yes | Yes | Yes | No | Yes | Yes | No | Yes | Yes | Yes | Yes
OSRAM SYLVANIA Inc. | ENCELIUM EDGE | ENCELIUM EDGE(TM) Standalone Wireless Light Management System | Interior | V2.0 | Yes | Wired, Wireless | No Server Required | Installation contractor with less than 1 day of training , | Yes | No | Yes | No | Yes | Yes | No | Yes | Yes | Yes | No | No | Yes | No | No | No | Yes | No | No
Philips Lighting | EasySense | EasySense SNS200 Advanced Grouping | Interior | V2.0 | Yes | Wireless | No Server Required | Installation contractor with less than 1 day of training | Yes | NA | Yes | NA | Yes | No | Yes | No | No | Yes | Yes | Yes | Yes | No | Yes | Yes (beta) | No | No | Yes
Philips Lighting | SpaceWise | SpaceWise | Interior | V1.0 | Yes | Wireless |  |  | Yes |  | Yes |  | Yes | No | Yes | No | No | Yes | Yes | Yes | Yes |  | Yes | No | No | No | Yes
RAB Lighting | Lightcloud | Lightcloud | Interior | V2.0 | Yes | Wireless | Cloud Server | Installation contractor with less than 1 day of training, supported by RAB Customer Service at HQ | Yes | NA | Yes | NA | Yes | Yes | Yes | Yes | Yes | Yes | Yes | Yes | Yes | No | Yes | Yes | Yes | Yes | Yes
RAB Lighting | Lightcloud | Lightcloud | Exterior | V2.0 | Yes | Wireless | Cloud Server | Installation contractor with less than 1 day of training, supported by RAB Customer Service at HQ | Yes | Yes | NA | Yes | Yes | Yes | NA | Yes | Yes | Yes | Yes | Yes | Yes | No | Yes | Yes | Yes | Yes | Yes
Synapse Wireless | SimplySNAP | SimplySNAP Smart Lighting Solution | Interior | V2.0 | Yes | Wireless | No Server Required | Factory-trained installation contractor with 1 day or more factory training | Yes | NA | Yes | NA | Yes | Yes | No | No | No | Yes | Yes | No | Yes | No | No | Yes | Yes | Yes | No
Synapse Wireless | SimplySNAP | SimplySNAP Smart Lighting Solution | Exterior | V2.0 | Yes | Wireless | No Server Required | Factory-trained installation contractor with 1 day or more factory training | Yes | Yes | NA | Yes | Yes | Yes | NA | No | No | Yes | Yes | No | Yes | No | No | Yes | Yes | Yes | No
Wattstopper / Legrand | Wattstopper | DLM | Interior | V2.0 | Yes | Wired | No Server Required | Factory-trained installation contractor with 1 day or more factory training | Yes | NA | Yes | NA | Yes | Yes | Yes | Yes | Yes | Yes | Yes | No | Yes | Yes | Yes | Yes | Yes | Yes | Yes
Networked Lighting Control QPL: Qualified Systems by Capability
Instructions Legend
* Press to filter list by company, brand, system name, or capability. Positive answers are shaded green.
* Hover mouse pointer over column heading for description of capability. Negative answers are shaded red.

## 4) Detailed Capabilities
Company | Brand | Name of Control System | Interior or Exterior? . | Technical Require-ments Version? . | Network? . | Network Size Limitations | Max gateways per network | Max devices per gateway | Max devices per network | Max devices per on-premises system | Max devices per cloud system | Distance Limitations | Max distance between nodes (typical interior or exterior obstructions, feet) | Max distance between nodes (clear line of sight, feet) | Wired, Wireless,or Both | Local Computer Server or Cloud-based Server Required? | Compliance with Standards | Tested and certified for compliance (BACnet, Zigbee, DALI, etc.)? | Occupancy Sensing? . | Vacancy Mode Option? (manual on, auto-off) | Single Tech Sensor Types? | Dual Tech Sensor Types? | Standard Ceiling Height PIR Coverage/Mounting Options? | High-Bay PIR Coverage/Mounting Options? | Default Time Delay | Is time delay field adjustable? | Set to dim level when unoccupied? | Traffic Sensing? . | Modes of Detection? | Default Time Delay | Is time delay field adjustable? | Set to dim level when unoccupied? | Daylight Harvest (Interior)? . | Open-Loop, Closed-Loop, or Both? | Shading systems integration? | Can the photosensor sensitivity be adjusted? | Light levels for daylight harvest stepped or continuously variable? | If not continuously variable, how many steps? | Photocell Control (Exterior)? . | Available controller / interface for NEMA 5 or 7-pin ANSI C136.41 photocell socket? | Photocell control dimmed or stepped? | If not dimmed, how many steps? | High-End Trim? . | Minimum Setting? | Capability to Report High-End Trim Settings? | Stepped or Continuously Variable? | Default Setting | Schedul- ing? . | Astronomical time-clock? | Holiday / Special Event Scheduling? | How far ahead can events be scheduled? | Local Schedule Override Switch? | Layer scheduling with other strategies by timer or priority? | Personal Control? . | Method of Control (interface) | Can luminaires be grouped / zoned for personal control? | Learn or adapt to a user's personal control preferences? | Report Personal Control Settings? | Demand Response? . | Responds to external signal? | External signal type or method? | Does the system have the ability to report real-time power reduction? | OpenADR Compliant? | Certified for OpenADR Compliance? | Plug Load Control? . | Method (Smart outlet or circuit level relay switch)? | Control Strategies | Color Changing / Tuning? | Control Type | Zoning? | Individual Luminaire Address-ability? | LLLC? | What manufacturer(s) / luminaires are available with LLLC? | Continuous Dimming? . | Types of Dimming Control | What modes of operation provide continuous dimming? | Dimming curves offered | Compliance with any dimming standards or protocols | User Interface? . | Capability to Upload Floorplan? | Two-way commun-ication? | Ability to display existing system settings? | Control Persistence? | What control strategies function without connection or due to failure of connection to higher networked elements? | Energy Monitor? . | Energy Monitoring Method | Standard Feature or Optional? | If metered, meter location? | Meter Accuracy | Meter Sampling frequency | How long is aggregated data available? | What data is available for file download? | What data is available via an API? | Format and Content of Data Output? | Building Systems Integration? . | What other system(s)? | Communication protocols supported | What data can be communicated with HVAC systems? | API? | Is the API available to 3rd party developers for connectivity to other systems? | Open API or is an NDA required to access? | API Compliance with Standards? | Remote Diagnostics? | What specific system characteristics can be monitored, diagnosed, and/or reported? | What mechanisms are provided to alert system problems or failures? | Emergency Lighting Document-ation? | On-luminaire battery backup | Emergency Power Source switched at luminaire | Emergency Power Source switched at central location | Automatic testing and generation of life-safety compliance reports? | Start-up and Configuration Party | Optional URL for System Security information
Acuity Brands | Acuity Controls | nLight | Interior | V2.0 | Yes | 750 devices per gateway, 50 gateways per network, 20,000 devices per on-premises system | 50 | 750 | 20000 | 20000 | NA | 1500 feet of CAT5 cable in a single daisy-chain, even if only two devices (therefore max 1500 feet of CAT5 cable between two nodes) between wired nodes | 1500 | 1500 | Wired | Local Server | BACnet ISO 16484-5:2014 IP, BACnet ISO 16484-5:2014 MS/TP, BlueTooth BLE V4.0, Ethernet IEEE 802.3, IEEE 802.15.4-2011, Internet TCP/IP, Internet IPv4, Proprietary, Wi-Fi IEEE 802.11 | BACnet ISO 16484-5:2014 IP, BACnet ISO 16484-5:2014 MS/TP | Yes | Yes | PIR | Microphonic, PIR | Ceiling, Corner, Corridor, Wall, Fixture Mount | Ceiling, Corridor | 7.5 minutes to dim, then 2.5 more minutes to off | Yes | Yes | No | NA | NA | NA | NA | Yes | Open loop and Closed loop | Yes | Yes | Continuously variable | NA | No | NA | NA | NA | Yes | 1% | Yes | Continuously variable | 100% output at 9.1VDC ("EZ" devices), 100% output at 10VDC ("D" devices) | Yes | Yes | Yes | No limit | Yes | Yes | Yes | App for IOS, Web browser (Windows & IOS), Windows-based software program | Yes | No | No | Yes | Yes | BACnet, Dry contact, OpenADR via internet, Programmed digital switch | Yes | Yes, Version(s) 2.0a | No | Yes | Circuit level relay switch | BACnet signal, Demand response, Manual control, Occupancy, Personal control, Scheduling, Web/mobile interface | Yes | CCT Control and Color Control | Yes | Yes | Yes | Available in select Lithonia, Gotham, Mark, Peerless, HealthCarem, Winona and Juno fixtures. See this page for a list of luminaires available with nLight embedded controls and sensors: http://www.acuitybrands.com/products/controls/nlight#6ebdd35f-32cf-4 | Yes | 0-10V, Forward Phase/Triac/ Magnetic Low Voltage (MLV)/Leading Edge, Reverse Phase/Electronic Low Voltage (ELV)/Trailing Edge, Proprietary | Occupancy sensing, Daylight harvesting / photocell control, High-End Trim, Personal Control | Linear | IEC60929 Annex E (0-10V), NEMA 410-2011 | App for Android, App for IOS, Local pushbuttons or switches, USB dongle for web browser or software, Wall mounted control, Web browser (Windows & IOS), Windows-based software program | Yes | Yes | Yes | Yes | Occupancy sensing, Daylight harvesting, High end trim/ task tuning, Local Manual Switch | Yes | True power meter (current and voltage), Current meter with nominal voltage, On/off/dim status with wattage look up table, On/off status with wattage look up table | Optional | Integral in control module at luminaire, Circuit at electrical panel | 5% accuracy at zone/luminaire, and 1% accuracy at room/area | Sampled at 12kHz, aggregated to 5 second and 15 min intervals | Varies by interval type. 15-minute interval data: 60 days 1-hour interval data: > 1 year, typical up to 3 years 24-hour interval data: >1 year, typical up to 10 years. "Typical" depends on configuation. | Energy , Luminaire % light output, Luminaire % power, Occupancy, Photosensor , Power | Current , Energy , Luminaire % light output, Occupancy, Photosensor , Power, Power, Apparent, Power, Real, Power, Reactive, Power factor, Voltage | CSV, BACnet | Yes | BMS (Building Management System), EMS (Energy Management System), HVAC (Heating Ventilation Air Conditioning), Lighting, Alarm, Fire, AutoDR, A/V | BACNet® /IP (ANSI SSPC 135), BACNet® /MSTP, Contact closure, MODBUS® / RS-232, RS-485, OpenADR / Ethernet | Energy usage, Light level, Light schedule , Loadshed status, Luminaire/power pack status, Occupancy status, Remote sensor data | Yes | Yes | Open API | REST API | Yes | Communication Issues or faults, Status: online/offline devices, Device errors | Blinking LED luminaire, Blinking local LED status lights, GUI alerts, GUI map of offline devices, GUI diagnostic page | Yes | By request at http://www.acuitybrands.com/about-us/contact-us | By request at http://www.acuitybrands.com/about-us/contact-us | By request at http://www.acuitybrands.com/about-us/contact-us | No | Factory representative on-site | http://www.acuitybrands.com/-/media/Files/Acuity/Products/Controls/nLight/nLight%20System%20Backbone%20IT%20Information%20%2020160505%201%20pdf.pdf?la=en
Acuity Brands | Acuity Controls | nLight AIR | Interior | V2.0 | Yes | Maximum of 128 devices or 50 devices per network depending upon which switch and sensor combination is used. There is no limit to the number of independent Zones. | NA | NA | 128 or 50 depending on switch and sensor combination | NA | NA | Maximum 600'-800' through obstruction depending on building construction. Up to 1000' line of sight. between wireless nodes with clear line of sight, N/A between wired nodes | 600'-800' through obstruction depending on building construction. | Up to 1000' line of sight. | Wireless | No Server Required | AES-128 encryption, BlueTooth BLE V4.0, IEEE 802.15.4-2011, Proprietary |  | Yes | Yes | PIR | NA | Ceiling | NA | 7.5 minutes to dim, then 2.5 more minutes to off | Yes | No | NA | NA | NA | NA | NA | Yes | Closed loop | No | Yes | Continuously variable | NA | NA | NA | NA | NA | Yes | 1% | Yes | Continuously variable | 100% | No | NA | NA | NA | NA | NA | No | NA | NA | NA | NA | No | NA | NA | NA | NA | NA | No | NA | NA | No | NA | Yes | Yes | Yes | Available in select Lithonia, Peerless, and Mark Architectural Lighting luminaires, for commercial indoor lighting applications. http://www.acuitybrands.com/products/controls/nlightair#507b2845-133f-41e7-ae9b-ef06fbe80ad7 | Yes | Proprietary | Occupancy sensing, Daylight harvesting / photocell control, High-End Trim | Linear, Logarithmic |  | App for Android, App for IOS, Local indicator lights | No | Yes | Yes | Yes | Occupancy sensing, Daylight harvesting, High end trim/ task tuning, Local Manual Switch | No | NA | NA | NA | NA | NA | NA | NA | NA | NA | No | NA | NA | NA | NA | NA | NA | NA | No | NA | NA | Yes | Yes, via normal distributed control devices for nLight AIR integrated luminaires. Wiring diagrams available upon request from Acuity Tech Support | https://acuitysupport.zendesk.com/hc/en-us/articles/115010211947-Emergency-UL924-for-nLight-Air- | NA | No | Installation contractor with less than 1 day of training , | http://www.acuitybrands.com/-/media/Files/Acuity/Products/Controls/nLight%20Air/nLight%20AIR%20FAQs%20FINAL%20pdf.pdf?la=en
Acuity Brands | Acuity Controls | XPoint Wireless | Interior | V2.0 | Yes | 250 devices per gateway, 50 gateways per network, 750 devices per nLight ECLYPSE Controller, 20,000 devices per on-premises system | 50 | 250 | 20000 | 20000 | N/A | 30 feet for enclosed Xpoint Wireless device (inside luminaire). 60 feet for un-enclosed XPoint Wireless device (external to luminaire). Consult factory for longer spacings, performance varies with site conditions. | 30 feet enclosed wireless device. 60 feet un-enclosed wireless device. | 1000 | Wired, Wireless | Local Server | AES-128 encryption, BACnet ISO 16484-5:2014 IP, BACnet ISO 16484-5:2014 MS/TP, Ethernet IEEE 802.3, IEEE 802.15.4-2011, Internet TCP/IP, Internet IPv4, Proprietary, Wi-Fi IEEE 802.11 | BACnet ISO 16484-5:2014 IP, BACnet ISO 16484-5:2014 MS/TP | Yes | Yes | PIR | NA | Ceiling | Ceiling | 5 minutes before dim, additional 5 minutes slow ramp to reach dim level. Sensor does not turn off. | Yes | Yes | No | NA | NA | NA | NA | Yes | Open loop and Closed loop | Yes | Yes | Continuously variable | NA | No | NA | NA | NA | Yes | 1% | Yes | Continuously variable | 100% output at 9.3VDC (adjustable per each control device) | Yes | Yes | Yes | No limit | Yes | Yes | Yes | App for IOS, Web browser (Windows & IOS), Windows-based software program | Yes | No | No | Yes | Yes | BACnet, Dry contact, OpenADR via internet, Programmed digital switch | Yes | Yes, Version(s) 2.0a | No | Yes | Smart outlet with integrated control, Circuit level relay switch | BACnet signal, Demand response, Manual control, Occupancy, Personal control, Scheduling, Web/mobile interface | Yes | CCT Control | Yes | Yes | Yes | Available in select Lithonia and Holophane luminaires, for parking garage and high bay. Must use an XPoint option that includes occupancy and daylight sensing. See this page for a list of luminaires available with Xpoint Wireless sensors: http://www.acui | Yes | 0-10V | Occupancy sensing, Daylight harvesting / photocell control, High-End Trim, Personal Control | Linear | IEC60929 Annex E (0-10V), NEMA 410-2011 | Web browser (Windows & IOS), Windows-based software program | Yes | Yes | Yes | Yes | Occupancy sensing, Daylight harvesting, High end trim/ task tuning, Local Manual Switch | Yes | True power meter (current and voltage) | Optional | Integral in control module at luminaire, Integral in sensor module, Circuit at electrical panel | 2% accuracy at zone/luminaire, and 1% accuracy at room/area | Sampled at 12kHz, aggregated to 5 second and 15 min intervals | Varies by interval type. 15-minute interval data: 60 days 1-hour interval data: > 1 year, typical up to 3 years 24-hour interval data: >1 year, typical up to 10 years. "Typical" depends on configuation. | Energy , Luminaire % light output, Luminaire % power, Occupancy, Photosensor , Power | Current , Energy , Luminaire % light output, Luminaire % power, Occupancy, Photosensor , Power, Power, Apparent, Power, Real, Power, Reactive, Power factor, Voltage | CSV, BACnet | Yes | BMS (Building Management System), EMS (Energy Management System), HVAC (Heating Ventilation Air Conditioning), Lighting, Alarm, Fire, AutoDR | BACNet® /IP (ANSI SSPC 135), BACNet® /MSTP, Contact closure, NiagaraAX / Ethernet , OpenADR / Ethernet | Energy usage, Light level, Light schedule , Loadshed status, Luminaire/power pack status, Occupancy status, Remote sensor data | Yes | Yes | Open API | REST API | Yes | Communication Issues or faults, Status: online/offline devices, Device errors | GUI alerts, GUI map of offline devices, GUI diagnostic page | Yes | By request at http://www.acuitybrands.com/about-us/contact-us | By request at http://www.acuitybrands.com/about-us/contact-us | By request at http://www.acuitybrands.com/about-us/contact-us | No | Factory representative on-site | http://www.acuitybrands.com/-/media/Files/Acuity/Products/Controls/nLight/nLight%20System%20Backbone%20IT%20Information%20%2020160505%201%20pdf.pdf?la=en
Autani, LLC | Energy Center | Energy Center | Interior | V2.0 | Yes | Maximum of: 300+ devices per gateway, 1 gateway per network. 300+ devices per network: either on-premises system or cloud system (>300 devices require additional licenses) | 1 | 300+ | 300+ | 300+ | 300+ | Maximum 80-2000 feet between wireless nodes (clear line of sight): WRC Nodes: 600 Feet AFC Nodes: 2000 Feet LG Nodes: 98 Feet EnOcean Nodes: 80 Feet | NA | 80 to 2000 feet | Wired, Wireless | No Server Required | BACnet ISO 16484-5:2014 IP, enOcean ISO/IEC 14543-3-10:2012, IEEE 802.15.4-2011, Internet TCP/IP, Internet IPv4, Proprietary, Zigbee HA Home Automation |  | Yes | Yes | PIR | PIR, Ultrasonic | Ceiling, Corridor, Wall | Ceiling | 20 minutes | Yes | Yes | NA | NA | NA | NA | NA | Yes | Open loop and Closed loop | No | No | Continuously variable | NA | NA | NA | NA | NA | Yes | 1% | Yes | Continuously variable | 100% for AFC 70% for WRC | Yes | Yes | Yes | No Limit | Yes | Yes | Yes | Web browser (Windows & IOS) | Yes | No | Yes | Yes | No | NA | Yes | No | No | Yes | Smart outlet with integrated control | Manual control, Occupancy, Personal control, Scheduling, Web/mobile interface | No | NA | Yes | Yes | No | NA | Yes | 0-10V | Occupancy sensing, Daylight harvesting / photocell control, High-End Trim, Personal Control | Linear | IEC60929 Annex E (0-10V) | Local pushbuttons or switches, Remote control w/o display, Web browser (Windows & IOS) | Yes | Yes | Yes | Yes | Occupancy sensing, Daylight harvesting, High end trim/ task tuning, Personal control, Local Manual Switch | Yes | True power meter (current and voltage), On/off/dim status with wattage look up table, On/off status with wattage look up table | Optional | Circuit at electrical panel, Plugload sensor | Current 0.4% >5%; 0.8% <5%. Voltage 0.4% from 90V to 600 VAC. | Sampled at 2520 Samples per second, aggregated to 1 second intervals | 2 years | Current , Energy , Line frequency , Power, Power, Apparent, Power, Real, Power, Reactive, Power factor, Voltage | NA | CSV, .PDF, BACnet, Niagara | Yes | BMS (Building Management System), EMS (Energy Management System), HVAC (Heating Ventilation Air Conditioning), Lighting | BACNet® /IP (ANSI SSPC 135), NiagaraAX / Ethernet | Light level, Occupancy status, Operation and fan modes, Remote sensor data, Temperature set point , Thermostat status | No | NA | NA | NA | Yes | Low Battery Level of wireless switches/sensors, Communication Issues or faults, Status: online/offline devices, Device errors | Email notifications, GUI alerts, GUI map of offline devices | 0 |  |  |  | No | Installation contractor with less than 1 day of training, working with remote personnel at factory | 0
Autani, LLC | Energy Center | Energy Center | Exterior | V2.0 | Yes | Maximum of: 300+ devices per gateway, 1 gateways per network, 300+ devices per network, 300+ devices per on-premise system, 300+ devices per cloud system (>300 devices require additional licenses) | 1 | 300+ | 300+ | 300+ | 300+ | Maximum 80-2000 feet between wireless nodes (clear line of sight): WRC Nodes: 600 Feet WOFC & AFC Nodes: 2000 Feet | 0 | WOFC, & AFC Nodes: 2000 Feet, WRC Nodes: 600 Feet | Wireless | No Server Required | BACnet ISO 16484-5:2014 IP, enOcean ISO/IEC 14543-3-10:2012, IEEE 802.15.4-2011, Internet TCP/IP, Internet IPv4, Proprietary, Zigbee HA Home Automation |  | Yes | Yes | PIR | NA | NA | NA | 20 minutes | Yes | Yes | Yes | PIR | 20 minutes | Yes | Yes | NA | NA | NA | NA | NA | NA | Yes | Yes | Dimmed | NA | Yes | 1% | Yes | Continuously variable | 100% for AFC 70% for WRC | Yes | Yes | Yes | No limit | Yes | Yes | NA | NA | NA | NA | NA | Yes | No | NA | Yes | No | No | Yes | Smart outlet with integrated control | Manual control, Occupancy, Personal control, Scheduling, Web/mobile interface | No | NA | Yes | Yes | No |  | Yes | 0-10V | Occupancy sensing, Daylight harvesting / photocell control, High-End Trim | Linear | IEC60929 Annex E (0-10V) | Web browser (Windows & IOS) | Yes | Yes | Yes | No | NA | Yes | True power meter (current and voltage), On/off/dim status with wattage look up table, On/off status with wattage look up table | Optional | Circuit at electrical panel, Plugload sensor | Current 0.4% >5%; 0.8% <5%. Voltage 0.4% from 90V to 600 VAC. | Sampled at 2520 Samples per second, aggregated to 1 second intervals | 2 years | Current , Energy , Line frequency , Power, Power, Apparent, Power, Real, Power, Reactive, Power factor, Voltage |  | CSV, .PDF, BACnet, Niagara | Yes | BMS (Building Management System), EMS (Energy Management System), HVAC (Heating Ventilation Air Conditioning), Lighting | BACNet® /IP (ANSI SSPC 135), NiagaraAX / Ethernet | Light level, Occupancy status, Operation and fan modes, Remote sensor data, Temperature set point , Thermostat status | No | NA | NA | NA | No | Low Battery Level of wireless switches/sensors, Communication Issues or faults, Status: online/offline devices, Device errors | NA | Yes with third party hardware | No | http://www.functionaldevices.com/downloads/datasheets/ESRN.pdf | No | No | Installation contractor with less than 1 day of training
Cree, Inc. | SmartCast Wireless | SmartCast Wireless | Interior | V2.0 | Yes | Maximum 250 devices per network. No limit to the number of independent networks on-premises. | NA | NA | 250 | unlimited | NA | Maximum 30 feet between wireless nodes w interior obstructions, 300 feet between wireless nodes with clear line of sight | 30 feet | 300 feet | Wireless | No Server Required | AES-128 encryption, IEEE 802.15.4-2011 |  | Yes | Yes | PIR | NA | Ceiling | Ceiling | 20 minutes | Yes | Yes | NA | NA | NA | NA | NA | Yes | Closed loop | No | No | Continuously variable | NA | NA | NA | NA | NA | Yes | 50% | Yes | Stepped | 100% | No | NA | NA | NA | NA | NA | No | NA | NA | NA | NA | No | NA | NA | NA | NA | NA | No | NA | NA | Yes | CCT Control | Yes | Yes | Yes | Cree: ZR Series Troffers CR Series Troffers CS Linear Luminaires LN Linear Luminaires KR Downlights | Yes | 0-10V, Proprietary | Occupancy sensing, Daylight harvesting | Linear | IEC60929 Annex E (0-10V) | Remote control with display, Wall mounted control | No | Yes | Yes | Yes | Occupancy sensing, Daylight harvesting, High end trim/ task tuning | No | NA | NA | NA | NA | NA | NA | NA | NA | NA | No | NA | NA | NA | NA | NA | NA | NA | No | NA | NA | Yes | Available on request | NA | NA | No | installation contractor with less than 1 day of training | 0
Crestron Electronics | Crestron DALI | Crestron DALI | Interior | V2.0 | Yes | 64 devices per network. Software can control multiple networks. Unlimited number of devices per on-premises system. | NA | NA | 64 | Unlimited | NA | 1000 feet between wired nodes | NA | NA | Wired | Local Server or Cloud Server | BACnet ISO 16484-5:2014 IP, DALI, Internet TCP/IP, Internet IPv4, Internet IPv6 |  | Yes | Yes | PIR, Ultrasonic | PIR, Ultrasonic | Ceiling | Ceiling | 5 minutes | Yes | Yes | No | NA | NA | NA | NA | Yes | Open loop and Closed loop | Yes | Yes | Continuously variable | NA | Yes | No | Dimmed | NA | Yes | Dependant on light fixture/driver | Yes | Continuously variable | 100% | Yes | Yes | Yes | No limit | Yes | Yes | Yes | App for Android & IOS, Local wireless dimmer switch, Remote control w/ or w/o display, Web browser (Windows & IOS), Windows-based software | Yes | No | Yes | No | NA | NA | NA | NA | NA | Yes | Circuit level relay switch | BACnet signal, Demand response, Manual control, Occupancy, Personal control, Scheduling, Web/mobile interface | Yes | CCT Control and Color Control | Yes | Yes | No | NA | Yes | DALI, 0-10V, Forward Phase/Triac/ Magnetic Low Voltage (MLV)/Leading Edge, Reverse Phase/Electronic Low Voltage (ELV)/Trailing Edge | Occupancy sensing, Daylight harvesting / photocell control, High-End Trim, Personal Control | Logarithmic | DALI V1 IEC 62386 | App for Android & IOS, Local pushbuttons or switches, Remote control with or w/o display, Wall mounted control, Web browser (Windows & IOS), Windows-based software program | Yes | No | Yes | No | NA | Yes | True power meter (current and voltage), Current meter with nominal voltage, On/off/dim status with wattage look up table, On/off status with wattage look up table | Optional | Circuit at electrical panel, Inside the control device. | NA | NA | NA | Current , Energy , Luminaire % light output, Luminaire % power, Occupancy, Photosensor , Power, Power, Apparent, Power, Real, Power, Reactive, Power factor, Voltage | NA | CSV, .PDF, .XLSX, BACnet, Niagara | Yes | BMS (Building Management System), HVAC (Heating Ventilation Air Conditioning), Lighting | BACNet® /IP (ANSI SSPC 135), BACNet® /MSTP, Ethernet, LonWorks®/ RS-232, RS-485, MODBUS® / RS-232, RS-485, MODBUS® TCP/IP, NiagaraAX / Ethernet , OpenADR / Ethernet | Control strategy, Energy usage, Light level, Light schedule , Loadshed status, Luminaire/power pack status, Manual override status, Occupancy status, User inputs | No | NA | NA | NA | Yes | Battery Level or Remaining Battery Life of wireless switches/sensors, Communication Issues or faults, Network Latency, Network Signal Strength, Status: online/offline devices, Device errors, Component failures: lamp, ballast, driver, light bar, etc., All | Email notifications, GUI alerts, GUI map of offline devices, GUI diagnostic page, Outage reports | Yes | NA | GLA-ESR at https://support.crestron.com/app/answers/detail/a_id/5339/~/manuals-for-commercial-lighting-oem-products. | https://www.crestron.com/products/model/gls-pls-120_277 | No | (A) Installation contractor w <1 day of training, working w remote personnel at factory, or (B) installation contractor w >1 day factory training, or (C) factory representative on-site | 0
Digital Lumens | Digital Lumens | SiteWorx Tune | Interior | V2.0 | Yes | 50 devices per gateway, 8 gateways per PoE switch, unlimited devices per on-premises or cloud system | NA | 50 | NA | Unlimited | Unlimited | Maximum 50 feet between wireless nodes with clear line of sight, 328 feet between wired Gateway and PoE Switch | NA | 50 | Wireless | Local Server or Cloud Server | AES-128 encryption, IEEE 802.15.4-2011 | No | Yes | No | PIR | NA | Ceiling | Ceiling | 2 minutes | Yes | Yes | NA | NA | NA | NA | NA | Yes | Closed loop | No | Yes | Continuously variable | NA | NA | NA | NA | NA | Yes | 0% | Yes | Continuously variable | 100% | Yes | No | Yes | No limit | No | Yes | Yes | App for Android, App for IOS, Web browser (Windows & IOS), Windows-based software program | Yes | No | Yes | No | No | No | No | No | No | No | No | No | No | No | Yes | Yes | Yes | Digital Lumens DLE, CLE, and ILE fixture families. | Yes | DALI, 0-10V, Proprietary | Occupancy sensing, Daylight harvesting / photocell control, High-End Trim, Personal Control | Linear | IEEE PAR1789 | App for Android & IOS, Local indicator lights, Local pushbuttons or switches, USB dongle for web browser or software, Web browser (Windows & IOS), Windows-based software | Yes | Yes | Yes | Yes | Occupancy sensing, Daylight harvesting, High end trim/ task tuning | Yes | True power meter (current and voltage) | Standard Feature | Integral in driver or ballast, Integral in control module at luminaire, Integral in sensor module | +2% | Sampled at 15 minute intervals | Indefinitely | Energy , Occupancy | NA | CSV | No | NA | NA | NA | NA | NA | NA | NA | Yes | Communication Issues or faults, Status: online/offline devices, Device errors, Component failures: lamp, ballast, driver, light bar, etc. | Blinking local LED status lights, GUI alerts, GUI map of offline devices, GUI diagnostic page | Yes | Spec sheet at https://www.digitallumens.com/resources/documentation/#dle | No | No | No | Through partner channels. Webinars/in-person training. At least 1 day of training with DL
Eaton | LumaWatt Pro | LumaWatt Pro | Interior | V2.0 | Yes | 125 devices per gateway, 1 gateway per network, 18,000 devices per on-premises system, unlimited devices per cloud system | 1 | 125 | 125 | 18000 | Unlimited | Maximum 150 feet between wireless nodes w interior obstructions or clear line of sight. 300 feet between wired Gateway and PoE Switch. | 150 feet | 150 feet | Wired, Wireless | Local Server or Cloud Server | AES-128 encryption, BACnet ISO 16484-5:2014 IP, BlueTooth BLE V4.0, Ethernet IEEE 802.3, IEEE 802.15.4-2011, Internet TCP/IP, Internet IPv4, |  | Yes | Yes | PIR, | NA | Ceiling, Corner, Corridor, Wall, | Ceiling, Corner, Corridor, Wall , | Depends on Time of Day & Space (Between 1-20 minutes) | Yes | Yes | NA | NA | NA | NA | NA | Yes | Closed loop | No | Yes | Continuously variable | NA | NA | NA | NA | NA | Yes | 1% | Yes | Continuously variable | 60-100%, varies by room/space profile template | Yes | Yes | Yes | No limit | Yes | Yes | Yes | Local wireless dimmer switch, | Yes | No | No | Yes | Yes | BACnet, OpenADR via internet, | Yes | Yes, Version(s) 1.0, 2.0a, 2.0b, | Yes | Yes | Circuit level relay switch, | Demand response, Manual control, Occupancy, Personal control, Scheduling, Web/mobile interface, | Yes | CCT Control and Color Control | Yes | Yes | Yes | Eaton/Cooper(Metalux, Corelite) | Yes | 0-10V | Occupancy sensing, Daylight harvesting / photocell control, High-End Trim, Personal Control | Linear | ANSI C82.11-2011, ESTA E1.3 | Local indicator lights, Local pushbuttons or switches, Wall mounted control, Web browser (Windows & IOS) | Yes | Yes | Yes | Yes | Occupancy sensing, Daylight harvesting, High end trim/ task tuning, Personal control, Local Manual Switch, | Yes | True power meter (current and voltage), Current meter with nominal voltage, On/off/dim status with wattage look up table, On/off status with wattage look up table | Standard Feature | Integral in control module at luminaire, Plugload sensor | At energy levels of 30% and above, +2% Power at zone/luminaire, +2% Energy at room/area. At energy levels below 30%, +5% Power at zone/luminaire, +5% Energy at room/area | Typical sampling is performed every 5 mins but is configurable to be more or less frequent | Up to 36 Months | Current , Energy , Luminaire % light output, Luminaire % power, Occupancy, Photosensor, Power | Current , Energy , Luminaire % light output, Luminaire % power, Occupancy, Photosensor, Power | CSV, .PDF, BACnet | Yes | BMS (Building Management System), EMS (Energy Management System), HVAC (Heating Ventilation Air Conditioning), Lighting | BACNet® /IP (ANSI SSPC 135), Bluetooth Low Energy, Contact closure, Ethernet, OpenADR / Ethernet | Occupancy status | Yes | Yes | Open API | Java API | Yes | Battery Level or Remaining Battery Life of wireless switches/sensors, Communication Issues or faults, Status: online/offline devices, Component failures: lamp, ballast, driver, light bar, etc. | Blinking local LED status lights, Email notifications, GUI map of offline devices, Outage reports | Yes | NA | NA | Contact_Closure_Spec_Sheet.pdf available from Eaton.com/lumawattpro | No | Factory representative on-site | 0
Eaton | LumaWatt Pro | LumaWatt Pro | Exterior | V2.0 | Yes | 125 devices per gateway, 1 gateway per network, 18,000 devices per on-premise system, Unlimited devices per cloud system | 1 | 125 | 125 | 18000 | Unlimited | Maximum 150 feet between wireless nodes w clear line of sight. 300 feet between wired Gateway and PoE Switch. | 150 feet | 150 feet | Wired, Wireless | Local Server or Cloud Server | AES-128 encryption, BACnet ISO 16484-5:2014 IP, BlueTooth BLE V4.0, Ethernet IEEE 802.3, IEEE 802.15.4-2011, Internet TCP/IP, Internet IPv4, |  | Yes | Yes | PIR, | NA | NA | NA | Depends on Time of Day & Space (Between 1-20 minutes) | Yes | Yes | Yes | PIR, | Depends on Time of Day & Space (Between 1-20 Mins.) | Yes | Yes | NA | NA | NA | NA | NA | NA | Yes | No | Dimmed | NA | Yes | 1% | Yes | Continuously variable | 60-100%, varies by room/space profile template | Yes | Yes | Yes | No limit | Yes | Yes | NA | NA | NA | NA | NA | Yes | Yes | BACnet, OpenADR via internet, | Yes | Yes, Version(s) 1.0, 2.0a, 2.0b, | Yes | Yes | Circuit level relay switch, | Demand response, Manual control, Occupancy, Scheduling, Web/mobile interface, | Yes | CCT Control and Color Control | Yes | Yes | Yes | Eaton/Cooper,McGraw-Edsion, Lumark, InVue, Streetworks | Yes | 0-10V | Occupancy sensing, Daylight harvesting / photocell control, High-End Trim, Personal Control | Linear | ANSI C82.11-2011, ESTA E1.3 | Local indicator lights, Local pushbuttons or switches, Wall mounted control, Web browser (Windows & IOS) | Yes | Yes | Yes | NA | NA | Yes | True power meter (current and voltage), Current meter with nominal voltage, On/off/dim status with wattage look up table, On/off status with wattage look up table | Standard Feature | Integral in control module at luminaire, Plugload sensor | At energy levels of 30% and above, +2% Power at zone/luminaire, +2% Energy at room/area. At energy levels below 30%, +5% Power at zone/luminaire, +5% Energy at room/area | Typical sampling is performed every 5 mins but is configurable to be more or less frequent | Up to 36 Months | Current , Energy , Luminaire % light output, Luminaire % power, Occupancy, Photosensor, Power | Current , Energy , Luminaire % light output, Luminaire % power, Occupancy, Photosensor, Power | CSV, .PDF, BACnet | Yes | BMS (Building Management System), EMS (Energy Management System), HVAC (Heating Ventilation Air Conditioning), Lighting | BACNet® /IP (ANSI SSPC 135), Bluetooth Low Energy, Contact closure, Ethernet, OpenADR / Ethernet | Occupancy status | Yes | Yes | Open API | Java API | Yes | Battery Level or Remaining Battery Life of wireless switches/sensors, Communication Issues or faults, Status: online/offline devices, Component failures: lamp, ballast, driver, light bar, etc. | Blinking local LED status lights, Email notifications, GUI map of offline devices, Outage reports | Yes | NA | NA | Contact_Closure_Spec_Sheet.pdf available from eaton.com/lumawattpro | No | Factory representative on-site | 0
Eaton | WaveLinx | WaveLinx Wireless Connected Lighting | Interior | V2.0 | Yes | Maximum of: 200 devices per gateway, Unlimited gateways per network | Unlimited | 200 | NA | NA | NA | Maximum 150 feet between wireless nodes w interior obstructions, 200 feet between wireless nodes with clear line of sight | 150 feet | 200 feet | Wireless | No Server Required | AES-128 encryption, IEEE 802.15.4-2011, Wi-Fi IEEE 802.11 |  | Yes | Yes | PIR |  | Ceiling |  | 20 minutes | Yes | Yes | NA | NA | NA | NA | NA | Yes | Closed loop | No | Yes | Continuously variable | NA | NA | NA | NA | NA | Yes | 1% | Yes | Continuously variable | Construction 75%. After 90%. | Yes | No | No | 1 Day | Yes | Yes | Yes | Apps for Android & IOS | Yes | No | Yes | Yes | No | NA | No | No | No | Yes | Smart outlet with integrated control, and/or Circuit level relay switch | Manual control, Occupancy, Personal control, Scheduling, Web/mobile interface | No |  | Yes | Yes | Yes | http://www.cooperindustries.com/content/public/en/lighting/brands/connected_systems/wavelinx.html Select a product, to see compatible luminaires | Yes | 0-10V | Daylight harvesting / photocell control, Personal Control | Linear | IEC60929 Annex E (0-10V) | Apps for Android & IOS, Wall mounted control | No | Yes | Yes | Yes | Occupancy sensing, Daylight harvesting, High end trim/ task tuning | Yes | True power meter (current and voltage), On/off/dim status with wattage look up table | Standard Feature | in relay or at receptacle |  |  | Realtime only |  |  |  | No |  |  |  | No | No |  | NA | Yes | Low Battery Level of wireless switches/sensors, Communication Issues or faults, Status: online/offline devices, Device errors | Blinking local LED status lights, | Yes | http://www.lutron.com/TechnicalDocumentLibrary/ApNote106.pdf | http://www.lutron.com/TechnicalDocumentLibrary/ApNote106.pdf | http://www.lutron.com/TechnicalDocumentLibrary/ApNote106.pdf | No | At minimum installation contractor with less than 1 day of training | http://www.cooperindustries.com/content/dam/public/lighting/products/documents/control_systems/technical_information/SB503021EN-WaveLinx-Wireless-Security-Statement-FAQ-tis.pdf
Enlighted Inc | Enlighted | IoT System | Interior | V2.0 | Yes | 125 devices per gateway, 1 gateway per network, 18,000 devices per on-premises system, unlimited devices per cloud system | 1 | 125 | 125 | 18000 | Unlimited | Maximum 150 feet between wireless nodes w interior obstructions or clear line of sight. 300 feet between wired Gateway and PoE Switch. | 150 feet | 150 feet | Wired, Wireless | Local Server or Cloud Server | AES-128 encryption, BACnet ISO 16484-5:2014 IP, BlueTooth BLE V4.0, Ethernet IEEE 802.3, IEEE 802.15.4-2011, Internet TCP/IP, Internet IPv4 |  | Yes | Yes | PIR | NA | Ceiling, Corner, Corridor, Wall | Ceiling, Corner, Corridor, Wall | Depends on Time of Day & Space (Between 1-20 minutes.) | Yes | Yes | NA | NA | NA | NA | NA | Yes | Closed loop | No | Yes | Continuously variable | NA | NA | NA | NA | NA | Yes | 1% | Yes | Continuously variable | 60-100%, varies by room/space profile template | Yes | Yes | Yes | No limit | Yes | Yes | Yes | Local wireless dimmer switch | Yes | No | No | Yes | Yes | BACnet, OpenADR via internet | Yes | Yes, Version(s) 1.0, 2.0a, 2.0b | Yes | Yes | Circuit level relay switch | Demand response, Manual control, Occupancy, Personal control, Scheduling, Web/mobile interface | Yes | CCT Control and Color (Hue) Control | Yes | Yes | Yes | Eaton/Cooper, Pinnacle Lighting, ILP, Finelite, Focal Point, Amerlux, Axis, Fluxwerx and several others | Yes | 0-10V | Occupancy sensing, Daylight harvesting / photocell control, High-End Trim, Personal Control | Linear | ANSI C82.11-2011, ESTA E1.3 | Local indicator lights, Local pushbuttons or switches, Wall mounted control, Web browser (Windows & IOS) | Yes | Yes | Yes | Yes | Occupancy sensing, Daylight harvesting, High end trim/ task tuning, Personal control, Local Manual Switch | Yes | True power meter (current and voltage), Current meter with nominal voltage, On/off/dim status with wattage look up table, On/off status with wattage look up table | Standard Feature | Integral in control module at luminaire, Plugload sensor | At energy levels of 30% and above, +2% Power at zone/luminaire, +2% Energy at room/area. At energy levels below 30%, +5% Power at zone/luminaire, +5% Energy at room/area | Typical sampling is performed every 5 mins but is configurable to be more or less frequent | Up to 36 Months | Current , Energy , Luminaire % light output, Luminaire % power, Occupancy, Photosensor, Power | Current , Energy , Luminaire % light output, Luminaire % power, Occupancy, Photosensor, Power | CSV, .PDF, BACnet | Yes | BMS (Building Management System), EMS (Energy Management System), HVAC (Heating Ventilation Air Conditioning), Lighting | BACNet® /IP (ANSI SSPC 135), Bluetooth Low Energy, Contact closure, Ethernet, OpenADR / Ethernet | Occupancy status | Yes | Yes | Open API | Java API | Yes | Battery Level or Remaining Battery Life of wireless switches/sensors, Communication Issues or faults, Status: online/offline devices, Component failures: lamp, ballast, driver, light bar, etc. | Blinking local LED status lights, Email notifications, GUI map of offline devices, Outage reports | Yes | N/A | N/A | http://info.enlightedinc.com/rs/000-IKN-871/images/Contact_Closure_Spec_Sheet.pdf | No | Factory representative on-site
Enlighted Inc | Enlighted | IoT System | Exterior | V2.0 | Yes | 125 devices per gateway, 1 gateway per network, 18,000 devices per on-premises system, unlimited devices per cloud system | 1 | 125 | 125 | 18000 | Unlimited | Maximum 150 feet between wireless nodes w clear line of sight. 300 feet between wired Gateway and PoE Switch. | 150 feet | 150 feet | Wired, Wireless | Local Server or Cloud Server | AES-128 encryption, BACnet ISO 16484-5:2014 IP, BlueTooth BLE V4.0, Ethernet IEEE 802.3, IEEE 802.15.4-2011, Internet TCP/IP, Internet IPv4 |  | Yes | Yes | PIR | NA | NA | NA | Depends on Time of Day & Space (Between 1-20 minutes.) | Yes | Yes | Yes | PIR | Depends on Time of Day & Space (Between 1-20 Mins.) | Yes | Yes | NA | NA | NA | NA | NA | NA | Yes | No | Dimmed | NA | Yes | 1% | Yes | Continuously variable | 60-100%, varies by room/space profile template | Yes | Yes | Yes | No limit | Yes | Yes | NA | NA | NA | NA | NA | Yes | Yes | BACnet, OpenADR via internet | Yes | Yes, Version(s) 1.0, 2.0a, 2.0b | Yes | Yes | Circuit level relay switch | Demand response, Manual control, Occupancy, Personal control, Scheduling, Web/mobile interface | Yes | CCT Control and Color (Hue) Control | Yes | Yes | Yes | Eaton/Cooper, Pinnacle Lighting, ILP, Finelite, Focal Point, Amerlux, Axis, Fluxwerx and several others | Yes | 0-10V | Occupancy sensing, Daylight harvesting / photocell control, High-End Trim, Personal Control | Linear | ANSI C82.11-2011, ESTA E1.3 | Local indicator lights, Local pushbuttons or switches, Wall mounted control, Web browser (Windows & IOS) | Yes | Yes | Yes | No | NA | Yes | True power meter (current and voltage), Current meter with nominal voltage, On/off/dim status with wattage look up table, On/off status with wattage look up table | Standard Feature | Integral in control module at luminaire, Plugload sensor | At energy levels of 30% and above, +2% Power at zone/luminaire, +2% Energy at room/area. At energy levels below 30%, +5% Power at zone/luminaire, +5% Energy at room/area | Typical sampling is performed every 5 mins but is configurable to be more or less frequent | Up to 36 Months | Current , Energy , Luminaire % light output, Luminaire % power, Occupancy, Photosensor, Power | Current , Energy , Luminaire % light output, Luminaire % power, Occupancy, Photosensor, Power | CSV, .PDF, BACnet | Yes | BMS (Building Management System), EMS (Energy Management System), HVAC (Heating Ventilation Air Conditioning), Lighting | BACNet® /IP (ANSI SSPC 135), Bluetooth Low Energy, Contact closure, Ethernet, OpenADR / Ethernet | Occupancy status | Yes | Yes | Open API | Java API | Yes | Battery Level or Remaining Battery Life of wireless switches/sensors, Communication Issues or faults, Status: online/offline devices, Component failures: lamp, ballast, driver, light bar, etc. | Blinking local LED status lights, Email notifications, GUI map of offline devices, Outage reports | Yes | N/A | N/A | http://info.enlightedinc.com/rs/000-IKN-871/images/Contact_Closure_Spec_Sheet.pdf | No | Factory representative on-site
EnOcean | EasyFit | EasyFit | Interior | V2.0 | Yes | Only limited by radio range between devices | NA | NA | Only limited by radio range between devices | Only limited by radio range between devices | NA | Maximum 100 feet between wireless nodes w interior obstructions, 300 feet between wireless nodes with clear line of sight, NA between wired nodes | 100 feet | 300 feet | Wireless | No Server Required | enOcean ISO/IEC 14543-3-10:2012 | EnOcean | Yes | Yes | PIR | NA | Ceiling, Corner, Corridor, Wall | Wall; Standard Height can mount on racks and communicate with high bay fixtures. | 15 minutes | Yes | No | NA | NA | NA | NA | NA | Yes | Open loop | Yes | Yes | Continuously variable | NA | NA | NA | NA | NA | Yes | 0% | No | Continuously variable | 100% | No | No | No | NA | No | No | No | NA | NA | NA | NA | No | NA | NA | NA | NA | NA | No | NA | NA | No | NA | Yes | Yes | No | NA | Yes | 0-10V | Occupancy sensing, Daylight harvesting / photocell control, High-End Trim | Linear | IEC60929 Annex E (0-10V) | Operation: local pushbuttons or switches. Commissioning: USB dongle with Windows | No | Yes | Yes | Yes | Occupancy sensing, Daylight harvesting, High end trim/ task tuning, Local Manual Switch | No | NA | NA | NA | NA | NA | NA | NA | NA | NA | Yes, with 3rd party gateway | BMS (Building Management System), HVAC (Heating Ventilation Air Conditioning), Lighting | BACNet® /IP (ANSI SSPC 135), BACNet® /MSTP, Contact closure, LonWorks®/ RS-232, RS-485, MODBUS® / RS-232, RS-485, MODBUS® TCP/IP, OpenADR / Ethernet |  | No | NA | NA |  | No | Low Battery Level of wireless switches/sensors, Communication Issues or faults, Status: online/offline devices, Device errors |  | 0 | Available on request | Available on request | Available on request | No | Installation contractor with less than 1 day of training
GE Lighting Solutions | ControlScope | ControlScope | Interior | V2.0 | Yes | Devices per gateway: 100 to 200. Gateways per network: 100 on premises, 400 BeMaaS (cloud). Devices per network: 10,000 on premises, 40,000 BeMaaS (cloud). | 100 on premises, 400 BeMaaS (cloud) | 100-200 depending on model | 10,000 on premises, 40,000 BeMaaS (cloud) | 10000 | 40000 | Maximum 100ft between wireless nodes w interior obstructions, 300ft between wireless nodes with clear line of sight; 300ft wire between WAC and Ethernet switch or System Controller | 100ft | 300ft | Wireless | Local Server or Cloud Server | AES-128 encryption, BACnet ISO 16484-5:2014 IP, Ethernet IEEE 802.3, IEEE 802.15.4-2011, Internet TCP/IP, Zigbee HA Home Automation, MODBUS RS485 | Zigbee HA | Yes | Yes | PIR, Ultrasonic | PIR, Ultrasonic | Ceiling, Wall | Ceiling | Varies from 30 seconds to 10 minutes depending on sensor model | Yes | Yes | NA | NA | NA | NA | NA | Yes | Open loop and Closed loop | Yes | No | Continuously variable | NA | NA | NA | NA | NA | Yes | 1% | Yes | Continuously variable | 100% | Yes | No | Yes | No limit | Yes | Yes | Yes | Local wireless dimmer switch, Web browser (Windows & IOS) | Yes | Yes | Yes | Yes | Yes | OpenADR via internet | No | Yes, Version(s) 1.0, 2.0a | Yes | Yes | Smart outlet with integrated control, Circuit level relay switch | BACnet signal, Demand response, Manual control, Occupancy, Personal control, Scheduling | No | NA | Yes | Yes | No | NA | Yes | 0-10V, Zigbee, Forward Phase/Triac/ Magnetic Low Voltage (MLV)/Leading Edge, Reverse Phase/Electronic Low Voltage (ELV)/Trailing Edge | Occupancy sensing, Daylight harvesting / photocell control, High-End Trim, Personal Control | Linear | IEC60929 Annex E (0-10V), Zigbee | Web browser (Windows & IOS) | Yes | Yes | Yes | No | NA | Yes | True power meter (current and voltage), Current meter with nominal voltage, On/off/dim status with wattage look up table | Standard Feature | Integral in control module at luminaire, Circuit at electrical panel | 2% | Sampled at 150 seconds, aggregated to 60 minute intervals | Hourly = 90 days / Daily = 3 years | Energy , Luminaire % light output, Occupancy | Occupancy | CSV, .PDF, .PNG, Haystack | Yes | BMS (Building Management System), EMS (Energy Management System), HVAC (Heating Ventilation Air Conditioning), Lighting | BACNet® /IP (ANSI SSPC 135), MODBUS® / RS-232, RS-485 | Control strategy, Light level, Light schedule, Luminaire/power pack status, Manual override status, Occupancy status, Operation and fan modes, Remote sensor data, Thermostat status | Yes | Yes | NDA Required for 3rd Party Developers | Java API, OpenAPI, RESTful | Yes | Battery Level or Remaining Battery Life of wireless switches/sensors, Communication Issues or faults, Status: online/offline devices, Device errors, Component failures: lamp, ballast, driver, light bar, etc. | Email notifications, GUI alerts, Outage reports | Yes | No | http://www.gelighting.com/LightingWeb/na/images/wireless-fixture-adapter-wfa100-cut-sheet.pdf | No | No | Factory-trained installation contractor with 1 day or more factory training | http://www.daintree.net/resources/zigbee-security/
IDEAL INDUSTRIES, INC. | AUDACY® Advanced Wireless Solutions | AUDACY® | Interior | V2.0 | Yes | Maximum of: 600 devices per gateway, No limit gateways per network, No limit devices per network, No limit devices per on-premise system, No limit devices per cloud system | No limit | 600 | No limit | No limit | No limit | Maximum 300 ft between wireless devices w interior obstructions; Maximum 1000 ft between wireless devices w clear line of sight; (distances can be extended with repeater mode between wireless nodes) | 300 ft | 1000 ft | Wireless | Local Server | IEEE 802.15.4-2011, Proprietary | BACnet ISO 16484-5:2014 IP, BACnet ISO 16484-5:2014 MS/TP, BACnet ASC | Yes | Yes | PIR | PIR, Ultrasonic | Ceiling, Corner, Wall, Wide-range | Ceiling | 30 minutes | Yes | Yes | No | NA | NA | NA | NA | Yes | Closed loop | No | No | Stepped | 20 steps | Yes | No | Stepped | 20 steps | Yes | 1% | Yes | Continuously Variable | 100% | Yes | Yes | Yes | 1 year | Yes | Yes | Yes | App for IOS, Local wireless dimmer switch, Remote control w/o display, Web browser (Windows & IOS) | Yes | No | Yes | Yes | Yes | OpenADR via internet | No | Yes, Version(s) 2.0a | Yes | Yes | Circuit level relay switch | Occupancy, Personal control, Scheduling, Web/mobile interface | No | NA | Yes | Yes | No | NA | Yes | 0-10V, Forward Phase/Triac/ Magnetic Low Voltage (MLV)/Leading Edge, Reverse Phase/Electronic Low Voltage (ELV)/Trailing Edge, Other | Occupancy sensing, High-End Trim, Personal Control | Linear | IEC60929 Annex E (0-10V), NEMA 410-2011 | App for IOS, Remote control w/o display, Wall mounted control, Web browser (Windows & IOS) | Yes | Yes | Yes | Yes | Local Manual Switch | Yes | On/off/dim status with wattage look up table | Standard Feature | NA | NA | Samples are gathered every 5 minutes (288 per day) and are averaged and reported every 24 hours | Unlimited | Energy | Energy | CSV | Yes | BMS (Building Management System) | BACNet® /IP (ANSI SSPC 135), BACNet® /MSTP, Ethernet, LonWorks®/ RS-232, RS-485, Metasys®, MODBUS® / RS-232, RS-485, MODBUS® TCP/IP, OpenADR / Ethernet | Light level, Occupancy status | No | NA | NA | NA | Yes | Battery Level or Remaining Battery Life of wireless switches/sensors, Communication Issues or faults, Status: online/offline devices, Device errors | Email notifications, GUI alerts | Yes | By request at http://www.audacywireless.com/contact-us.aspx | NA | By request at http://www.audacywireless.com/contact-us.aspx | No | factory-trained installation contractor with 1 day or more factory training
LG Electronics Inc. | LG SENSOR CONNECT | LG SENSOR CONNECT | Interior | V2.0 | Yes | A Zone can accommodate up to 50 devices networked together, which are assignable in up to 15 Groups. There is no limit to the number of independent Zones. | NA | NA | 50 | NA | NA | Maximum 98ft between wireless nodes w interior obstructions, 300ft between wireless nodes with clear line of sight, | 98ft | 300ft | Wireless | No Server Required | AES-128 encryption, IEEE 802.15.4-2011, ZigBee HA Customized |  | Yes | Yes | PIR |  | Ceiling | Ceiling | 30 minutes | Yes | Yes | NA | NA | NA | NA | NA | Yes | Closed loop | No | No | Continuously variable | NA | NA | No |  | 0 | Yes | 10% | Yes | Continuously variable | 80% | Yes | No | No | 1 week | Yes | No | Yes | Local wireless dimmer switch | Yes | No | No | No | NA | NA | NA | NA | NA | No | NA | NA | No | NA | Yes | Yes | Yes | LG Luminiares and Retofit Kits with Sensor Connect Option (Performance Troffer ; Simple Choice Troffer ; Commercial Retrofit Downlight ; Performance High-Bay ; T8 Tube Retrofit Kit ; Retrofit Board & Driver Kit) | Yes | 0-10V, Zigbee | Occupancy sensing, High-End Trim | Linear | Zigbee | USB dongle and app for compatible Android device with USB host function enabled | No | Yes | Yes | Yes | Occupancy sensing, daylight harvesting, high-end trim/task tuning | No | NA | NA | NA | NA | NA | NA | NA | NA | NA | No | NA | NA | NA | No | NA | NA | NA | Yes | low battery, lost communication, | Blinking local LED status lights, | Yes | http://www.lutron.com/TechnicalDocumentLibrary/ApNote106.pdf | http://www.lutron.com/TechnicalDocumentLibrary/ApNote106.pdf | http://www.lutron.com/TechnicalDocumentLibrary/ApNote106.pdf | No | At minimum installation contractor with less than 1 day of training
Lunera | Lunera | Lunera Ambient Compute | Interior | V2.0 | Yes | Each lamp acts as a single IoT Gateway with Wi-Fi and Bluetooth connectivity. The lamp connects to App through Wi-Fi and to devices through Bluetooth. Limits on # of gateways per network determined by customer's Wi-Fi network infrastructure | Limits determined by customer's Wi-Fi network infrastructure | 1 | Limits determined by customer's Wi-Fi network infrastructure | Limits determined by customer's Wi-Fi network infrastructure | Limits determined by customer's Wi-Fi network infrastructure | 30ft for BLE and 150ft for wifi between wireless nodes w interior obstructions; 45ft for BLE and 180ft for Wi-Fi between wireless nodes with clear line of sight. | 30ft for BLE; 150ft for Wi-Fi | 45ft for BLE; 180ft for Wi-Fi | Wireless | Cloud Server | AES-128 encryption, BlueTooth BLE V4.0, Wi-Fi IEEE 802.11 |  | Yes | No | PIR | NA | Ceiling, Wall | NA | 60 seconds | Yes | Yes | NA | NA | NA | NA | NA | Yes | Closed loop | No | No | Continuously variable | 0 | NA | NA | NA | NA | Yes | 0% | Yes | Continuously variable | 100% | Yes with custom script | No | Yes | No limit | Yes | Yes | Yes | App for Android, App for IOS | Yes | No | No | Yes | Yes | OpenADR via internet | No | Yes, Version(s) 2.0b | Yes | No | NA | NA | No | NA | Yes | Yes | No | NA | Yes | Other (PWM) | Daylight harvesting / photocell control, High-End Trim, Personal Control | Linear |  | App for Android, App for IOS, Web browser (Windows & IOS) | Yes | Yes | Yes | No | NA | Yes | On/off/dim status with wattage look up table | Optional | NA | NA | Sampled at 300 seconds (5 minutes), aggregated to 1 hour (60 minutes) intervals | 30 Days | Power | Photosensor , Power | CSV, .PDF | Yes | HVAC (Heating Ventilation Air Conditioning) | Bluetooth Low Energy, OpenADR / Ethernet, Wi-Fi | Control strategy, Occupancy status, Temperature set point | Yes | Yes | NDA Required for both 3rd Party Developers and Customers | Java API, Go (Google API Platform) | Yes | Battery Level or Remaining Battery Life of wireless switches/sensors, Communication Issues or faults, Network Signal Strength, Status: online/offline devices, Device errors | GUI alerts, GUI diagnostic page | No | NA | NA | NA | No | Installation contractor with less than 1 day of training; plus remote personnel at factory before & after installation | https://www.lunera.com/wp-content/uploads/2017/11/lunera-iot-infrastructure-security-brief-111617.pdf
Lutron Electronics Co Inc | Quantum | Quantum | Interior | V2.0 | Yes | Up to 1,024 switch legs (devices) per gateway, 2048 gateways per network, 2,097,152 switch legs (devices) per network and on-premises system | 2048 | 1024 | 2097152 | 2097152 | N/A | Maximum 30ft between wireless nodes w interior obstructions, 60ft between wireless nodes with clear line of sight, 4000ft between wired nodes | 30ft | 60ft | Wired, Wireless | Local Server | BACnet ISO 16484-5:2014 IP, DALI, Ethernet IEEE 802.3, Internet TCP/IP, Internet IPv4, Proprietary | BACnet ISO 16484-5:2014 IP, DALI | Yes | Yes | PIR | PIR, Ultrasonic | Ceiling, Corner, Corridor, Wall | Ceiling | 15 minutes | Yes | Yes | NA | NA | NA | NA | NA | Yes | Open loop and Closed loop | Yes | Yes | Continuously variable | NA | NA | NA | NA | NA | Yes | 55% | Yes | Continuously variable | 99% or lower (varies by load type) | Yes | Yes | Yes | No limit | Yes | Yes | Yes | Local wireless dimmer switch, Remote control w/o display, Web browser (Windows & IOS) | Yes | No | Yes | Yes | Yes | BACnet, Dry contact, Programmed digital switch, Third Party hardware and software | Yes | No | No | Yes | Circuit level relay switch | BACnet signal, Manual control, Occupancy, Personal control, Scheduling | Yes | CCT Control and Color Control | Yes | Yes | No | NA | Yes | DALI, DMX, 0-10V, Forward Phase/Triac/ Magnetic Low Voltage (MLV)/Leading Edge, Reverse Phase/Electronic Low Voltage (ELV)/Trailing Edge, Proprietary | Occupancy sensing, Daylight harvesting / photocell control, High-End Trim, Personal Control | Linear, Logarithmic | DALI V1 IEC 62386, DMX512, DMX512A, ESTA E1.3, IEC60929 Annex E (0-10V), NEMA 410-2011 , Other | App for IOS, Local indicator lights, Local pushbuttons or switches, Remote control w/o display, Wall mounted control, Web browser (Windows & IOS), Windows-based software program | Yes | Yes | Yes | Yes | Occupancy sensing, Daylight harvesting, High end trim/ task tuning, Personal control, Local Manual Switch | Yes | On/off/dim status with wattage look up table | Standard Feature | NA |  | Sampled on change or 600 seconds (15 minutes), whichever is less. aggregated to 60 minute intervals | No limit | Energy, Occupancy, Photosensor | NA | CSV, BACnet | Yes | BMS (Building Management System), EMS (Energy Management System), HVAC (Heating Ventilation Air Conditioning), Lighting, Security system | BACNet® /IP (ANSI SSPC 135), Contact closure, RS-232 Public integration protocol, Raw TCP also Public integration protocol. | Energy usage, Light level, Light schedule , Loadshed status, Luminaire/power pack status, Occupancy status, Remote sensor data, User inputs | No | NA | NA | NA | Yes | Communication Issues or faults, Status: online/offline devices, Device errors, Component failures: lamp, ballast, driver, light bar, etc., Remaining life: Lamp, Ballast, Driver, light far, etc., Low Battery Warning, Low Hard Disk Space, Load Shed Status | Email notifications, GUI alerts, GUI map of offline devices, GUI diagnostic page, Outage reports | Yes | http://www.lutron.com/TechnicalDocumentLibrary/ApNote106.pdf | http://www.lutron.com/TechnicalDocumentLibrary/ApNote106.pdf | http://www.lutron.com/TechnicalDocumentLibrary/ApNote106.pdf | Yes | Factory representative on-site
Lutron Electronics Co Inc | Vive Wireless Solutions | Vive Wireless Solutions | Interior | V2.0 | Yes | Maximum of: 700 devices per gateway, 64 gateways per network, 44800 devices per networked on-premises system | 64 | 700 | 44800 | 44800 | 0 | Maximum 30 - 60 feet for local fixture or zone controls, 71 feet to wireless hub between wireless nodes, 330 ft (100 m) between wired nodes | 30 feet for local fixture or zone controls, 71 feet to wireless hub | 60 feet for local fixture or zone controls, 71 feet to wireless hub | Wireless | No Server Required | AES-128 encryption, BACnet ISO 16484-5:2014 IP, Wi-Fi IEEE 802.11 |  | Yes | Yes | PIR | PIR, Ultrasonic | Ceiling, Corner, Corridor | Ceiling with 3rd party wired sensor | 15 minutes | Yes | Yes | NA | NA | NA | No | No | Yes | Open loop and Closed loop | No | Yes | Continuously variable | NA | NA | No | NA | NA | Yes | 55% | Yes | Continuously variable | 100% | Yes | Yes | No | 1 Week (recurring indefinitely) | Yes | Yes | Yes | Local wireless dimmer switch, Remote control w/o display, Web browser (Windows & IOS) | Yes | No | Yes | Yes | Yes | BACnet, Dry contact | No | No | No | Yes | Smart outlet, circuit level relay switch | BACnet signal, Demand response, Manual control, Occupancy, Personal control, Scheduling, Web/mobile interface | No | NA | Yes | Yes | Yes | http://www.lutron.com/en-us/pages/hpfl/hpfl.aspx | Yes | 0-10V, Forward Phase/Triac/ Magnetic Low Voltage (MLV)/Leading Edge, Reverse Phase/Electronic Low Voltage (ELV)/Trailing Edge, Proprietary | Occupancy sensing, Daylight harvesting / photocell control, High-End Trim, Personal Control | Linear | IEC60929 Annex E (0-10V), NEMA 410-2011 | Local pushbuttons or switches, Remote control w/o display, Wall mounted control, Web browser (Windows & IOS) | No | Yes | Yes | Yes | Occupancy sensing, Daylight harvesting, High end trim/ task tuning, Personal control, Local Manual Switch | Yes | True power meter (current and voltage) and Calculated power | Standard Feature | Integral in control module at luminaire | ±2%, or 0.5 W, whichever is higher | NA | NA | Energy, Luminaire % light output, Occupancy, Power | NA | BACnet | Yes | BMS (Building Management System), EMS (Energy Management System), HVAC (Heating Ventilation Air Conditioning), Lighting | BACNet® /IP (ANSI SSPC 135), Contact closure, Ethernet, | Energy usage, Light level, Loadshed status, Luminaire/power pack status, Occupancy status, User inputs, | No | No | NA | NA | Yes | Low Battery Level of wireless switches/sensors, Communication Issues or faults, Status: online/offline devices, Device errors | Blinking local LED status lights, App Dashboard | Yes | Yes | Yes | Yes | No | Installation contractor with less than 1 day of training | http://www.lutron.com/TechnicalDocumentLibrary/Vive_Security_Statement.pdf
Nedap N.V. | Luxon | Luxon | Interior | V2.0 | Yes | Maximum of: 200 devices per gateway, 99 gateways per network, 19800 devices per network, 19800 devices per on-premise system, unlimited devices per cloud system | 99 | 200 | 19800 | 19800 | unlimited | Maximum 131 ft between wireless nodes w interior obstructions, 300 ft between wireless nodes with clear line of sight, n.a. between wired nodes | 131 ft | 300 ft | Wireless | Cloud Server | BACnet ISO 16484-5:2014 IP, DALI, Proprietary | BACnet ISO 16484-5:2014 IP, DALI | Yes | Yes | PIR | PIR, Ultrasonic | Ceiling, Corner, Corridor | Ceiling, Corner, Corridor | 4 minutes | Yes | Yes | No | NA | NA | NA | NA | Yes | Open loop | No | No | Stepped | 20 steps | Yes | No | Stepped | 20 steps | Yes | 10% | Yes | Stepped | 100% | Yes | No | Yes | 10 years | Yes | Yes | No | NA | NA | NA | NA | Yes | Yes | Dry contact | No | No | No | No | NA | NA | No | NA | Yes | Yes | No | NA | Yes | DALI, 0-10V | Occupancy sensing, Daylight harvesting / photocell control, High-End Trim | Linear | IEC60929 Annex E (0-10V) | Web browser (Windows & IOS) | Yes | Yes | Yes | No | NA | Yes | On/off/dim status with wattage look up table | Standard Feature | NA | NA | Each state change is logged. | Energy usage / savings is stored into the cloud. Data is saved for at least 10 years. | Energy | Luminaire % power, Power | .PDF, BACnet | Yes | BMS (Building Management System), EMS (Energy Management System) | BACNet® /IP (ANSI SSPC 135), Ethernet, MODBUS® TCP/IP | NA | No | NA | NA | NA | Yes | Communication Issues or faults, Network Latency, Network Signal Strength, Status: online/offline devices, Device errors, Component failures: lamp, ballast, driver, light bar, etc. | Email notifications, GUI alerts, GUI map of offline devices | No | NA | NA | NA | No | Installed by contractor with less than 1 day of training; Configured by contractor with 1 day or more factory training | Available by request at ttps://en.nedap-luxon.com/contact/
OSRAM SYLVANIA Inc. | ENCELIUM | ENCELIUM® Enterprise Light Management System | Interior | V2.0 | Yes | 800 - Wired & 100 - Wireless devices per gateway, Unlimited gateways per network, Unlimited devices per network, Unlimited devices per on-premises system | Unlimited | 800 - Wired & 100 - Wireless | Unlimited | Unlimited | 0 | Wired - 2500 ft Wireless - 100 to 150 ft line of sight; 50 ft with obstructions | Wired - 2500 ft Wireless - 50 ft | Wired - 2500 ft Wireless - WM, WALC 100 ft CLM 150 ft | Wired, Wireless | Local Server | AES-128 encryption, BACnet ISO 16484-5:2014 IP, DALI, Ethernet IEEE 802.3, IEEE 802.15.4-2011, Internet TCP/IP, Internet IPv4, Proprietary, Zigbee HA Home Automation | BACnet ISO 16484-5:2014 IP, Zigbee HA | Yes | Yes | Microphonic, PIR, Ultrasonic, multi-technology | Microphonic, PIR, Ultrasonic, Microphonic & Ultrasound | Ceiling, Corner, Corridor | Ceiling, Corner, Corridor | Wireless sensors: 5 minutes Wired sensors: 10 minutes | Yes | Yes | NA | NA | NA | NA | NA | Yes | Open loop and Closed loop | Yes | Yes | Continuously variable | NA | NA | NA | NA | NA | Yes | 0% | Yes | Continuously variable | No default value; Software configurable setting depends on the user preference and type of luminaire/application | Yes | Yes | Yes | No limit | Yes | Yes | Yes | Local wireless dimmer switch, Remote control with display, Web browser (Windows & IOS), Windows-based software program | Yes | Yes | Yes | Yes | Yes | BACnet | Yes | No | No | Yes | Circuit level relay switch | Manual control, Occupancy, Personal control, Scheduling, Web/mobile interface | Yes | CCT Control | Yes | Yes | No | NA | Yes | DALI, 0-10V, Zigbee, Forward Phase/Triac/ Magnetic Low Voltage (MLV)/Leading Edge, Reverse Phase/Electronic Low Voltage (ELV)/Trailing Edge, Proprietary, Greenbus II | Occupancy sensing, Daylight harvesting / photocell control, High-End Trim, Personal Control | Proprietary | DALI V1 IEC 62386, IEC60929 Annex E (0-10V), Zigbee | Remote control with display, Wall mounted control, Web browser (Windows & IOS), Windows-based software program | Yes | Yes | Yes | No | NA | Yes | Calculated | Standard Feature | NA | NA |  | Over a year | Consumption savings and demand reduction | NA | CSV, .PNG | Yes | BMS (Building Management System), EMS (Energy Management System), HVAC (Heating Ventilation Air Conditioning) | BACNet® /IP (ANSI SSPC 135), Contact closure, Ethernet, NiagaraAX / Ethernet , ZigBee | Light level, Light schedule , Loadshed status, Occupancy status | No | NA | NA | NA | Yes | Battery Level or Remaining Battery Life of wireless switches/sensors, Communication Issues or faults, Status: online/offline devices, Component failures: lamp, ballast, driver, light bar, etc. | Blinking local LED status lights, Email notifications, GUI map of offline devices, Outage reports | NA | NA | NA | NA | No | Installation contractor with 1 day or more factory or onsite training; or factory representative on-site
OSRAM SYLVANIA Inc. | ENCELIUM EDGE | ENCELIUM EDGE(TM) Standalone Wireless Light Management System | Interior | V2.0 | Yes | 100 devices per gateway, 1 gateway per network. No limit to the number of independent networks on premises | 1 | 100 | 100 | NA | NA | 100 feet radius around ENCELIUM EDGE Controller | Wired - 2500 ft Wireless - 50 ft | Wirelesss - WALC, WPL, WADR 100 ft, CLM 150 ft | Wired, Wireless | No Server Required | AES-128 encryption, IEE 802.15.4-2011, Proprietary, Wi-Fi IEEE 802.11, Zigbee 2.0, Zigbee HA Home Automation | Zigbee HA | Yes | Yes | PIR, Ultrasonic | Microphonic, PIR, Ultrasonic | Ceiling, Corner, Corridor | Ceiling, Corner, Corridor | 5 minutes | Yes | No | NA | NA | NA | NA | NA | Yes | Closed loop | Yes | Yes | Continuously variable | NA | NA | NA | NA | NA | Yes | 0% | No | Continuously variable | No default value; Software configurable setting depends on the user preference and type of luminaire/application | Yes | No | No | A week | Yes | Yes | No | NA | NA | NA | NA | Yes | Yes | Dry contact | No | No | No | Yes | Circuit level relay switch | Manual control, Occupancy, Scheduling | No | NA | Yes | Yes | No | NA | Yes | 0-10V, Zigbee | Occupancy sensing, Daylight harvesting / photocell control, High-End Trim | Proprietary | IEC60929 Annex E (0-10V), Zigbee | Wall Mounted control, Local pushbuttons or switches, Local Indicator Lights. For setup/commissioning only: App for Android, App for IOS | No | Yes | Yes | No | NA | No | NA | NA | NA | NA | NA | NA | NA | NA | NA | Yes | BMS (Building Management System), EMS (Energy Management System), HVAC (Heating Ventilation Air Conditioning) | Contact Closure | Occupancy Status | No | NA | NA | NA | No | NA | NA | Yes | Available on request | No | Available on request | No | Installation contractor with 1 day or more factory or onsite training
Philips Lighting | EasySense | EasySense SNS200 Advanced Grouping | Interior | V2.0 | Yes | A network can accommodate up to 40 luminaires and 5 switches. There is no limit to the number of independent networks. | NA | NA | 45 | NA | NA | Clear line of sight: Switch to First Fixture: 33ft, Fixture to Fixture 40ft |  | Switch to First Fixture: 33ft, Fixture to Fixture 40ft | Wireless | No Server Required | AES-128 encryption, DALI2, IEEE 802.15.4-2011, Zigbee |  | Yes | Yes | PIR | NA | Ceiling | No | 15 minutes | Yes | Yes | No | NA | NA | NA | NA | Yes | Closed loop | No | Yes | Continuously variable | NA | NA | NA | NA | NA | Yes | 5% | Yes | Continuously variable | 100% | No | NA | NA | NA | NA | NA | Yes | Local wireless dimmer switch | Yes | No | No | No | NA | NA | NA | NA | NA | No | NA | NA | No | NA | Yes | Yes | Yes | Available from a growing list of manufacturers including but not limited to: Hubbell Lighting, ILP, Mercury Lighting, Philips Lighting | Yes | DALI, Zigbee | Occupancy sensing, Daylight harvesting / photocell control, High-End Trim, Personal Control | Logarithmic, | DALI V2 IEC 62386, Zigbee | App for compatible Android with NFC | No | Yes | Yes | Yes | Occupancy sensing, Daylight harvesting, High end trim/ task tuning, Personal control, Local Manual Switch | Yes (beta, using NFC at each luminaire) | True power meter (current and voltage) | Optional | Integral in driver or ballast | +4% power at luminaire | Sampling interval 1 second. Running tally updated every 60 minutes. | Current running tally (since original startup) available as long as system is functional. | Energy , Power | NA | NA | No | NA | NA | NA | NA | NA | NA | NA | No | NA | NA | Yes | http://images.philips.com/is/content/PhilipsConsumer/PDFDownloads/United%20States/ODLI20170627_001-UPD-en_US_Application_Note_SR_Drivers_and_Emergency.pdf | http://images.philips.com/is/content/PhilipsConsumer/PDFDownloads/United%20States/ODLI20170627_001-UPD-en_US_Application_Note_SR_Drivers_and_Emergency.pdf | http://images.philips.com/is/content/PhilipsConsumer/PDFDownloads/United%20States/ODLI20170627_001-UPD-en_US_Application_Note_SR_Drivers_and_Emergency.pdf | No | Installation contractor with less than 1 day of training
Philips Lighting | SpaceWise | SpaceWise | Interior | V1.0 | Yes | Maximum 50 luminiares and 5 user interfaces per wireless group; Maximum 16 zones per wireless group | [5 empty] | 30 ft. between wireless nodes |  |  | Wireless |  | IEEE 802.15.4, ZigBee |  | Yes | Yes | PIR |  | Integrated sensors: Low/High Bay standard ceiling External sensors: Standard ceiling, corridor, corner |  | 4-25 minutes, varies by application mode | Yes | [6 empty] | Yes | Closed loop | No | No | Contnuously variable | NA |  |  |  |  | Yes | 66% | No | 4 steps: 100%, 88%, 77% and 66% | 88% | No | No |  |  | No | No | Yes | Wireless dimmer switch or wireless four button scene selector | Yes | No | No | No | No |  | No | No | No | No |  | No | No |  | Yes | Yes | Yes | Available in growing list of Philips families: Daybrite: EvoGrid, DuaLED, ClearAppeal, FBX; Lightolier: Calculite; Philips: EvoKit. Partial list online in SpaceWise Office Design Guide. | Yes | 0-10V | occupancy sensing, daylight harvesting, personal control | Linear | NA | Remote Control | NA | No | No | Yes | occupancy sensing, daylight harvesting, high-end trim, personal control, dimmer switch | No | NA |  | NA | NA |  |  |  |  | NA | No | NA |  | NA |  |  |  |  | No | NA | NA | Yes
RAB Lighting | Lightcloud | Lightcloud | Interior | V2.0 | Yes | Maximum of: 200 devices per gateway, Any gateways per network, Any devices per network, Any devices per on-premises system, Any devices per cloud system | Any | 200 | Any | Any | Any | Maximum 100 between wireless nodes w interior obstructions, 1000 between wireless nodes with clear line of sight, N/A between wired nodes | 100 | 1000 | Wireless | Cloud Server | 3GPP, Internet TCP/IP, Internet IPv4, Proprietary, Zigbee 2.0 |  | Yes | Yes | PIR | Microphonic, PIR | Ceiling | Ceiling | 10 minutes | Yes | Yes | NA | NA | NA | NA | NA | Yes | Open loop and Closed loop | No | Yes | Continuously variable | NA | NA | NA | NA | NA | Yes | 1% | Yes | Continuously variable | 100% | Yes | Yes | Yes | No limit | Yes | Yes | Yes | App for Android, App for IOS, Local wireless dimmer switch, Web browser (Windows & IOS) | Yes | No | Yes | Yes | Yes | Via GUI or internet | Yes | No | No | Yes | Circuit level relay switch | BACnet signal, Demand response, Manual control, Occupancy, Personal control, Scheduling, Web/mobile interface | No |  | Yes | Yes | Yes | RAB luminiares | Yes | 0-10V | Occupancy sensing, Daylight harvesting / photocell control, High-End Trim, Personal Control | Linear, Logarithmic |  | App for Android, App for IOS, Local indicator lights, Local pushbuttons or switches, Wall mounted control, Web browser (Windows & IOS) | No | Yes | Yes | Yes | Occupancy sensing, Daylight harvesting, High end trim/ task tuning, Personal control, Local Manual Switch | Yes | True power meter (current and voltage), On/off/dim status with wattage look up table | Standard Feature | Integral in control module at luminaire | +4% | Sampled at 0.125 seconds, aggregated to minute intervals | Indefinitely | Current , Line frequency , Power, Power factor, Voltage | NA | CSV | Yes | BMS (Building Management System), EMS (Energy Management System), HVAC (Heating Ventilation Air Conditioning), Lighting | BACNet® /IP (ANSI SSPC 135), Contact closure, Ethernet, LonWorks®/ RS-232, RS-485, MODBUS® / RS-232, RS-485, MODBUS® TCP/IP | Luminaire/power pack status, Occupancy status | No | NA | NA | NA | Yes | Communication Issues or faults, Network Signal Strength, Status: online/offline devices, Device errors, Component failures: lamp, ballast, driver, light bar, etc. | Blinking local LED status lights, Email notifications, GUI alerts, GUI diagnostic page | Yes | Available on request | Available on request | No | No | Installation contractor with less than 1 day of training , supported by RAB Customer Service at HQ
RAB Lighting | Lightcloud | Lightcloud | Exterior | V2.0 | Yes | Maximum of: 200 devices per gateway, Any gateways per network, Any devices per network, Any devices per on-premises system, Any devices per cloud system | Any | 200 | Any | Any | Any | 1000 between wireless nodes with clear line of sight | 1000 | 1000 | Wireless | Cloud Server | 3GPP, Internet TCP/IP, Internet IPv4, Proprietary, Zigbee 2.0 |  | Yes | Yes | PIR | NA | NA | NA | 10 minutes | Yes | Yes | Yes | PIR | 10 | Yes | Yes | NA | NA | NA | NA | NA | NA | Yes | No | Dimmed | NA | Yes | 1% | Yes | Continuously variable | 100% | Yes | Yes | Yes | No limit | Yes | Yes | NA | NA | NA | NA | NA | Yes | Yes | Via GUI or internet | Yes | No | No | Yes | Circuit level relay switch | BACnet signal, Demand response, Manual control, Occupancy, Scheduling, Web/mobile interface | No | NA | Yes | Yes | Yes | RAB luminaires | Yes | 0-10V | Occupancy sensing, Daylight harvesting / photocell control, High-End Trim, | Linear, Logarithmic |  | App for Android, App for IOS, Local indicator lights, Local pushbuttons or switches, Wall mounted control, Web browser (Windows & IOS) | No | Yes | Yes | Yes | Occupancy sensing, Daylight harvesting, High end trim/ task tuning, Local Manual Switch | Yes | True power meter (current and voltage), On/off/dim status with wattage look up table | Standard Feature | Integral in control module at luminaire | +4% | Sampled at 0.125 seconds | Indefinitely | Current , Line frequency , Power, Power factor, Voltage | NA | CSV | Yes | BMS (Building Management System), EMS (Energy Management System), HVAC (Heating Ventilation Air Conditioning), Lighting | BACNet® /IP (ANSI SSPC 135), Contact closure, Ethernet, LonWorks®/ RS-232, RS-485, MODBUS® / RS-232, RS-485, MODBUS® TCP/IP | Luminaire/power pack status, Occupancy status | No | NA | NA | NA | Yes | Communication Issues or faults, Network Signal Strength, Status: online/offline devices, Device errors, Component failures: lamp, ballast, driver, light bar, etc. | Blinking local LED status lights, Email notifications, GUI alerts, GUI diagnostic page | Yes | Available on request | Available on request | No | No | Installation contractor with less than 1 day of training , supported by RAB Customer Service at HQ
Synapse Wireless | SimplySNAP | SimplySNAP Smart Lighting Solution | Interior | V2.0 | Yes | 1000 devices per gateway, 5 gateways per network, 1000 devices per network, 1000 devices per on-premises system | 5 | 1000 | 1000 | 1000 | NA | Maximum 300 feet between wireless nodes w interior obstructions, ~1,000 feet with indoor antenna between wireless nodes with clear line of sight | 300 feet | 1,000 feet with indoor antenna | Wireless | No Server Required | AES-128 encryption, IEEE 802.15.4-2011, Proprietary |  | Yes | Yes | PIR | Microphonic, PIR, Ultrasonic | Ceiling, Corner, Corridor, Wall | Ceiling, Corridor | 30 minutes | Yes | Yes | NA | NA | NA | NA | NA | Yes | Open loop | No | Yes | Stepped | 1 Step | NA | NA | NA | NA | Yes | 1% | Yes | Continuously variable | 100% | Yes | Yes | Yes | 5 Years | No | No | No | NA | NA | NA | NA | No | NA | NA | NA | NA | NA | No | NA | NA | No | NA | Yes | Yes | No | NA | Yes | 0-10V | High-End Trim | Linear | IEC60929 Annex E (0-10V), NEMA 410-2015 | Local pushbuttons or switches, Wall mounted control, Web browser (Windows & IOS) | Yes | Yes | Yes | No | NA | Yes | True power meter (current and voltage) | Standard Feature | Integral in control module at luminaire | +2% | Sampled at 15 minute intervals (900 seconds) | 2 weeks | Luminaire % power, High-end trim %, Luminaire type, Space type, zone assigned, location id, latitude, longitude, street address | Current , Line frequency , Occupancy, Power, Apparent, Power, Real, Power, Reactive, Power factor, Voltage | CSV, JSON via REST API | Yes | BMS (Building Management System), REST API for custom integration | BACNet® /IP (ANSI SSPC 135), BACNet® /MSTP, Contact closure, Ethernet, MODBUS® / RS-232, RS-485, MODBUS® TCP/IP | NA | Yes | Yes | NDA Required for both 3rd Party Developers and Customers | JSON via REST API | Yes | Communication Issues or faults, Network Signal Strength, Status: online/offline devices, Device errors, Component failures: lamp, ballast, driver, light bar, etc. | Email notifications, GUI alerts, GUI map of offline devices, GUI diagnostic page | No | NA | NA | NA | No | Factory-trained installation contractor with 1 day or more factory training | http://help.synapse-wireless.com/Lighting/Content/Technical_Briefs/SimplySNAP_Network_Security_Best_Practices.htm
Synapse Wireless | SimplySNAP | SimplySNAP Smart Lighting Solution | Exterior | V2.0 | Yes | 1000 devices per gateway, 5 gateways per network, 1000 devices per network, 1000 devices per on-premises system | 5 | 1000 | 1000 | 1000 | NA | Maximum 5,280 feet for outdoor antenna | 300 feet | 5,280 feet for outdoor antenna | Wireless | No Server Required | AES-128 encryption, IEEE 802.15.4-2011, Proprietary |  | Yes | Yes | PIR | NA | NA | NA | 30 minutes | Yes | Yes | Yes | PIR | 30 minutes | Yes | Yes | NA | NA | NA | NA | NA | NA | Yes | Yes | Stepped | 1 Step | Yes | 1% | Yes | Continuously variable | 100% | Yes | Yes | Yes | 5 Years | No | No | NA | NA | NA | NA | NA | No | NA | NA | NA | NA | NA | NA | NA | NA | No | NA | Yes | Yes | No | NA | Yes | 0-10V | High-End Trim | Linear | IEC60929 Annex E (0-10V), NEMA 410-2015 | Local pushbuttons or switches, Wall mounted control, Web browser (Windows & IOS) | Yes | Yes | Yes | No | NA | Yes | True power meter (current and voltage) | Standard Feature | Integral in control module at luminaire | +2% | Sampled at 15 minute intervals (900 seconds) | 2 weeks | Luminaire % power, High-end trim %, Luminaire type, Space type, zone assigned, location id, latitude, longitude, street address | Current , Line frequency , Occupancy, Power, Apparent, Power, Real, Power, Reactive, Power factor, Voltage | CSV, JSON via REST API | Yes | BMS (Building Management System), REST API for custom integration | BACNet® /IP (ANSI SSPC 135), BACNet® /MSTP, Contact closure, Ethernet, MODBUS® / RS-232, RS-485, MODBUS® TCP/IP | NA | Yes | Yes | NDA Required for both 3rd Party Developers and Customers | JSON via REST API | Yes | Communication Issues or faults, Network Signal Strength, Status: online/offline devices, Device errors, Component failures: lamp, ballast, driver, light bar, etc. | Email notifications, GUI alerts, GUI map of offline devices, GUI diagnostic page | No | NA | NA | NA | No | Factory-trained installation contractor with 1 day or more factory training | http://help.synapse-wireless.com/Lighting/Content/Technical_Briefs/SimplySNAP_Network_Security_Best_Practices.htm
Wattstopper / Legrand | Wattstopper | DLM | Interior | V2.0 | Yes | 48 devices per gateway/room; 40 gateways per network; 750 (LMSM-3E) or 1100 (LMSM-6E) devices per network, Unlimited (Supervisor) devices per on-premises system. | 40 wired or 40 wireless (bridges) | 48 devices, 64 loads (room) | 750 (LMSM-3E) or 1100 (LMSM-6E) | Unlimited (Supervisor) | NA | 100 ft between wireless nodes w interior obstructions; 100 ft between wireless nodes with clear line of sight; 150 ft per device between wired nodes to 1000 ft max | 100 ft | 100 ft | Wired, Wireless | No Server Required | AES-128 encryption, BACnet ISO 16484-5:2014 IP, BACnet ISO 16484-5:2014 MS/TP, Ethernet IEEE 802.3, IEEE 802.15.4-2011, Internet TCP/IP, Internet IPv4, Internet IPv6, Internet 6LoWPAN RFC 4944, Proprietary | LMSM units are BTL Listed | Yes | Yes | PIR, Ultrasonic | PIR, Ultrasonic | Ceiling, Corner, Corridor, Wall | Ceiling | 20 minutes | Yes | Yes | No | NA | NA | NA | NA | Yes | Open loop and Closed loop | Yes | Yes | Continuously variable | 0 | NA | NA | NA | NA | Yes | 1% | Yes | Continuously variable | 85% or 100% | Yes | Yes | Yes | No limit | Yes | Yes | Yes | Local wireless dimmer switch | Yes | No | No | Yes | Yes | BACnet, Dry contact | Yes | Yes, Version(s) 1.0 | No | Yes | Smart outlet with integrated control, Circuit level relay switch | BACnet signal, Demand response, Manual control, Occupancy, Scheduling, Web/mobile interface | Yes | CCT Control | Yes | Yes | No | NA | Yes | 0-10V, Forward Phase/Triac/ Magnetic Low Voltage (MLV)/Leading Edge, Reverse Phase/Electronic Low Voltage (ELV)/Trailing Edge, Proprietary | Occupancy sensing, Daylight harvesting / photocell control, High-End Trim, Personal Control | Linear | ANSI C82.11-2011, IEC60929 Annex E (0-10V), NEMA 410-2015 | Local indicator lights, Local pushbuttons or switches, Remote control with display, USB dongle for web browser or software, Web browser (Windows & IOS), Windows-based software program | Yes | Yes | Yes | Yes | Occupancy sensing, Daylight harvesting, High end trim/ task tuning, Personal control, Local Manual Switch | Yes | True power meter (current and voltage), Current meter with nominal voltage, On/off/dim status with wattage look up table, On/off status with wattage look up table | Optional | Integral to the Room Controller | +2% for metered components; +8% or +10% for calculated components | Sampled at 900 seconds (15 min) | 5 days in memory (LMSM) to Unlimited (LM-SUPERVISOR) | Power | Luminaire % light output, Occupancy, Power | CSV, .PDF, .XLSX, BACnet | Yes | BMS (Building Management System), EMS (Energy Management System), HVAC (Heating Ventilation Air Conditioning) | BACNet® /IP (ANSI SSPC 135), BACNet® /MSTP, Contact closure, NiagaraAX / Ethernet , RS232 | Energy usage, Light level, Loadshed status, Luminaire/power pack status, Manual override status, Occupancy status | No | No | NA | NA | Yes | Communication Issues or faults, Network Signal Strength, Status: online/offline devices | Outage reports | Yes | No | No | https://www.legrand.us/wattstopper/lighting-control-panel-systems/emergency-lighting-control/elcu-200.aspx | No | Factory-trained installation contractor with 1 day or more factory training | 0
Networked Lighting Control QPL: Detailed System Capabilities
Instructions
* Press Show/Hide buttons to show or hide more detailed information on each system capability.
* Press to filter list by company, brand, system name, capability, or details of capability.
* Hover mouse pointer over column heading for description of capability or detail of capability.
PLEASE NOTE: In order for Show/Hide buttons to work, macros must be enabled by selecting "Enable Content" in the Excel header.
If Macros cannot be enabled, detailed information for each capabiity can be displayed or hidden by manually unhiding or hiding the columns next to each capability.

## Paste Raw Application Data Here (hidden)
Capability (Select '+' on the left to see questions) |  | Nedap Luxon | Ideal Audacy | Sensor Connect | Lutron Vive | Philips EasySense | Autani Energy Center (Interior) | Autani Energy Center (Exterior) | EnOcean EasyFit | Eaton WaveLinx | Osram Encellium | Enlighted IoT Sytem | Acuity nLight Air | RAB Lightcloud | Magnum OPUS | GE ControlScope | Lutron Quantum | Cree SmartCast | SimplySNAP Smart Lighting Solution Interior | SimplySNAP Smart Lighting Solution Exterior | Digital Lumens SiteWorx Tune | Acuity nLight | Acuity Xpoint | Eaton LumaWatt Pro - INTERIOR | Eaton LumaWatt Pro - Exterior | Osram Encelium Edge | Crestron DALI | Lunera Ambient Compute | Wattstopper
1) | Networking of Luminaires and Devices
Definition: The capability of individual luminaires and control devices to exchange digital data with other luminaires and control devices on the system. This capability is required at the room, space, or area level, but not at the whole building level o | [12 empty] | Please supply brief answer for QPL
Can individual luminaires and control devices exchange digital data with other luminaires and control devices on the system, at the room or space level? |  | Yes | Yes | Yes | Yes | Yes | Yes | Yes | Yes | Yes | Yes | Yes | Yes | Yes | Yes | Yes | Yes | Yes | Yes | Yes | Yes | Yes | Yes | Yes | Yes | Yes | Yes | Yes | Yes
What are the size limitations of the data communication system, in terms of number of devices recommended for optimal performance? (answer with a number, or NA)
| # of gateways per network | 99 | No limit | 0 | 64 | 0 | 1 | 1 | NA | Unlimited | Unlimited | 1 | N/A | Any | 0 | 100 (On Premise), 400 (BeMaaS) | 2048 | NA | 5 | 5 | 50 | 50 | 50 | 1 | 1 | 1 | N/A | Limits on # of gateways per network determined by customer's wifi network infrastructure | 40 wired or 40 wireless (bridges)
| # of devices per gateway | 200 | 600 | 0 | 700 | 0 | 300+ | 300+ | NA | 200 | 800 - Wired & 100 - Wireless | up to 125 | N/A | 200 | 128 | 100-200 depending on model | Up to 1,024 switch legs. | NA | 1000 | 1000 | 50 | 750 | 250 | 125 | 125 | 100 | N/A | Limits determined by customer's wifi network infrastructure | 48 devices, 64 loads (room)
| # of devices per network | 19800 | No limit | A Zone can accommodate up to 50 devices, which are assignable in up to 15 Groups. There is no limit to the number of Zones within Sensor Connect. | 44800 | 45 | 300+ | 300+ | Dependent on Radio (100-300 ft). Only limited by radio range between devices | N/A | Unlimited | up to 125 | Maximum of 128 devices or 50 devices per network depending upon which switch and sensor combination is used. | Any | 0 | 10,000 (On Premise), 40,000 *BeMaaS) | Up to 2,097,152 switch legs | 250 | 1000 | 1000 | 50 | See below. | See below. | 125 | 125 | 100 | 64 | Limits determined by customer's wifi network infrastructure | 750 (LMSM-3E) or 1100 (LMSM-6E)
| # of devices per on-premise system | 19800 | No limit | 0 | 44800 | 0 | 300+ | 300+ | Dependent on Radio (100-300 ft). Only limited by radio range between devices | N/A | Unlimited | up to 18,000 | No Limit | Any | infinite | 10000 | Up to 2,097,152 switch legs | unlimited | 1000 | 1000 | Unlimited | 20000 | 20000 | 18000 | 18000 | 100 | N/A | Limits determined by customer's wifi network infrastructure | Unlimited (Supervisor)
| # of devices per cloud system | unlimited | No limit | 0 | 0 | 0 | 300+ | 300+ | n/a | N/A | 0 | Unlimited | N/A | Any | 0 | 40000 | N/A | N/A | 0 | 0 | Unlimited | N/A | N/A | Unlimited | Unlimited | N/A | N/A | Limits determined by customer's wifi network infrastructure | 0
| Notes if needed (e.g. aries by wired/wireless or interior/exterior?) | 0 | 0 | 0 | 0 | 0 | 0 | 0 | this system is wireless and battery free. | N/A | Interior - Wired, wireless & hybrid; Exterior - Wireless | 0 | 0 | 0 | 0 | 0 | (What does this mean?) | 0 | wireless, interior / exterior | wireless, interior / exterior | Gateways PoE, Nodes Wireless | 1500 devices being modified to 750 devices per nLight ECLYPSE Controller. | 750 devices per nLight ECLYPSE Controller. | 0 | 0 | Interior & Wireless | 0 | Each lamp acts as a single IoT Gateway that has WiFI and Bluetooth connectivity. The lamp connects to AP through WiFi and communicates to devices through Bluetooth. | Multiple LMSM (networks) supported
What is the maximum recommended distance between components?
| Distance between wireless nodes, typical interior obstructions (feet) | 131 ft | 300 ft between wireless devices; can be extended with repeater mode | Distance between wireless nodes is 98ft for typical interior obstructions. | 30 feet for local fixture or zone controls, 71 feet to wireless hub | 0 | 0 | 0 | 100 feet | 150 feet | Individual Components: Wireless Manager (WM)/Wireless Area Lighting Control (WALC) Module; Connected Lighting Module (CLM): 50’ through standard walls | up to 150 feet | 600'-800' through obstruction depending on building construction. | 100 | 99 | 100ft | 30 | 30 | 300 feet | 300 feet | 50 | N/A | 30’ recommended spacing to/from enclosed XPoint Wireless device (e.g., controller internally mounted in luminaire). 60’ recommended spacing to/from un-enclosed XPoint Wireless device (e.g., sensor externally mounted to luminaire). Consult with factory to | 150 feet | 150 feet | Individual Components: ENCELIUM EDGE Controller (EEC)/Wireless Area Lighting Control (WALC) Module/Wireless Plug Load (WPL) Module/Wireless Automnated Demand Response (WADR) Module: 50 ft. through standard walls; Connected Lighting Module (CLM): 50’ throu | N/A | 30ft for BLE; 150ft for wifi | 100
| Distance between wireless nodes, clear line of sight (feet) | 300 ft | 1000 ft between wireless devices; can be extended with repeater mode | Distance between wireless nodes is 300ft for clear line of sight. | 60 feet for local fixture or zone controls, 71 feet to wireless hub | 0 | WRC Nodes: 600 Feet AFC Nodes: 2000 Feet LG Nodes: 98 Feet WOFC Nodes: 2000 Feet EnOcean Nodes: 80 Feet | WOFC, & AFC Nodes: 2000 Feet, WRC Nodes: 600 Feet | 300 feet | 150 feet | Individual Components: Wireless Manager (WM)/Wireless Area Lighting Control (WALC) Module: 100 ft. line of sight, Connected Lighting Module (CLM)/Wireless Site Lighting Control Module (WSLC): 150’ line of sight | up to 150 feet | Up to 1000' line of sight. | 1000 | 990 | 300ft | 60 | 300 | ~5,280 feet for outdoor antenna ~1,000 feet with indoor antenna | ~5,280 feet for outdoor antenna ~1,000 feet with indoor antenna | 50 | N/A | Up to 1000' line of sight. | 150 feet | 150 feet | Individual Components: SIMPLUX Controller (SC)/Wireless Area Lighting Control (WALC) Module/Wireless Plug Load (WPL) Module/Wireless Automnated Demand Response (WADR) Module: 100 ft. line of sight, Connected Lighting Module (CLM): 150’ line of sight | N/A | 45ft for BLE; 180ft for wifi | 100
| Distance between wired nodes (feet) | n.a. | 0 | 0 | 330 ft (100 m) | 0 | N/A | N/A | n/a | N/A | 2500 ft. | 300 feet between Gateway and PoE Switch | N/A | N/A | NA | 300ft | 4000 | N/A | 0 | 0 | 328 | Maxiumum of 1500' of CAT5 cable in a single daisy-chain, even if only two devices (therefore max of 1500' of CAT5 cable between two nodes) | N/A | 300 feet between Gateway and PoE Switch | 300 feet between Gateway and PoE Switch | N/A | 1000' | N/A, everything is wireless | 150' per device, to 1,000' max
| Notes if needed | 0 | 0 | 0 | 0 | 0 | 0 | 0 | 0 | N/A | Wire can span up to 2500 ft. per channel. ENCELIUM Controller (ECU G4) can support up to 8 channels; Exterior system is wireless only. | 0 | 0 | 0 | 0 | 0 | Wired nodes are assumed to be QS devices. | 0 | 0 | 0 | 0 | 0 | 0 | 0 | 0 | ENCELIUM EDGE System allow low-voltage sensor/wallstation connection via WALC | 0 | 0 | 0
Is control communication to edge devices (luminaires, sensors) wired, wireless or both?
| Wired | No | No | No | No | No | Yes | No | No | No | Yes | Yes | No | No | Yes | No | Yes | No | No | No | No | Yes | Yes | Yes | Yes | Yes | Yes | No | Yes
| Wireless | Yes | Yes | Yes | Yes | Yes | Yes | Yes | Yes | Yes | Yes | Yes | Yes | Yes | Yes | Yes | Yes | Yes | Yes | Yes | Yes | No | Yes | Yes | Yes | Yes | No | Yes | No
Describe briefly how networking software and firmware is upgraded. |  | Over-the-air programming (OTA). | System is fully upgradable on premise and from Cloud. | SW and FW upgrade of the control devices are possible wirelessly via the commissioning app. | A file can be dowloaded from Lutron website. The GUI on the HUB will walk user through update process. | 0 | Software upgrades require internet access. Firmware upgrades are performed over the air. Both services are only performed by Autani. | Software upgrades require internet access. Firmware upgrades are performed over the air. Both services are only performed by Autani. | Physical access to device | Secure OTA updates | Pushed through the server (SSU) -on site or via internet | by uploading the software and initiating the upgrade through the Energy Manager GUI | New versions of the interface app are downloaded from Apple App store or Google Play. The App manages firmware updates to the wireless devices. | Automatically by RAB | For eBox: upon boot up. | Via the Web interface to CSM, there are selections for upgrading the system software, and the firmware on managed devices. | Lutron Services Company schedules an on-site visit to upgrade software and/or firmware. | Using CT device new software/firmware is loaded on one device then sent through out the network | Site controller can be upgraded via USB or from web UI with file downloaded from Synapse website. | Site controller can be upgraded via USB or from web UI with file downloaded from Synapse website. | Software and firmware upgrades are handled by the SiteWorx cloud platform, mobile applications are handled with over the air (OTA) upgrades as well | SensorView software is updated through online downloads. This includes firmware updates for nLight and Xpoint Wireless system devices. | SensorView software is updated through online downloads. This includes firmware updates for nLight and Xpoint Wireless system devices. | by uploading the software and initiating the upgrade through the Energy Manager GUI | by uploading the software and initiating the upgrade through the Energy Manager GUI | Over The Air - Latest software version can be downloaded via AppStore/Google Play to the phone. During initial connection,the Mobile Setup App will upgrade the ENCELIUM EDGE Controller firmware if it is found to be of lower version. | Firmware and software upgrades are completed by a Crestron computer tool. This software tool must be connected to the DALI system for FW and SW files to loaded properly | Firmware is upgraded with new software whenever a new lamp boots up and notifies that it is running with old version software. | LMCS Software updates on Website. LMCS updates Devices.
What standards and/or protocols does the communication comply with? (not including required regulatory communication standards such as FCC and IC).
| 3GPP | No | No | No | No | No | No | No | No | No | No | No | No | Yes | No | No | No | No | No | No | No | No | No | No | No | No | No | No | No
| 3GPP2 | No | No | No | No | No | No | No | No | No | No | No | No | No | No | No | No | No | No | No | No | No | No | No | No | No | No | No | No
| 4G | No | No | No | No | No | No | No | No | No | No | No | No | No | No | No | No | No | No | No | No | No | No | No | No | No | No | No | No
| AES-128 encryption | No | No | Yes | Yes | Yes | No | No | No | Yes | Yes | Yes | Yes | No | No | Yes | No | No | Yes | Yes | Yes | No | Yes | Yes | Yes | Yes | No | Yes | Yes
| BACnet ISO 16484-5:2014 IP | Yes | No | No | Yes | No | Yes | Yes | No | No | Yes | Yes | No | No | Yes | Yes | Yes | No | No | No | No | Yes | Yes | Yes | Yes | No | Yes | No | Yes
| BACnet ISO 16484-5:2014 ARCNET | No | No | No | No | No | No | No | No | No | No | No | No | No | No | No | No | No | No | No | No | No | No | No | No | No | No | No | No
| BACnet ISO 16484-5:2014 MS/TP | No | No | No | No | No | No | No | No | No | No | No | No | No | No | No | No | No | No | No | No | Yes | Yes | No | No | No | No | No | Yes
| BlueTooth BLE V4.0 | No | No | No | No | No | No | No | No | No | No | Yes | Yes | No | No | No | No | No | No | No | No | Yes | No | Yes | Yes | No | No | Yes | No
| DALI | Yes | No | No | No | No | No | No | No | No | Yes | No | No | No | Yes | No | Yes | No | No | No | No | No | No | No | No | No | Yes | No | No
| DALI2 | No | No | No | No | Yes | No | No | No | No | No | No | No | No | Yes | No | Yes | No | No | No | No | No | No | No | No | No | No | No | No
| enOcean ISO/IEC 14543-3-10:2012 | No | No | No | No | No | Yes | Yes | Yes | No | No | No | No | No | Yes | No | No | No | No | No | No | No | No | No | No | No | No | No | No
| Ethernet IEEE 802.3 | No | No | No | No | No | No | No | No | No | Yes | Yes | No | No | Yes | Yes | Yes | No | No | No | No | Yes | Yes | Yes | Yes | No | No | No | Yes
| IEEE 802.15.4-2011 | No | Yes | Yes | No | Yes | Yes | Yes | No | Yes | Yes | Yes | Yes | No | Yes | Yes | No | Yes | Yes | Yes | Yes | Yes | Yes | Yes | Yes | Yes | No | No | Yes
| Internet TCP/IP | No | No | No | No | No | Yes | Yes | No | No | Yes | Yes | No | Yes | Yes | Yes | Yes | No | No | No | No | Yes | Yes | Yes | Yes | No | Yes | No | Yes
| Internet IPv4 | No | No | No | No | No | Yes | Yes | No | No | Yes | Yes | No | Yes | No | No | Yes | No | No | No | No | Yes | Yes | Yes | Yes | No | Yes | No | Yes
| Internet IPv6 | No | No | No | No | No | No | No | No | No | No | No | No | No | No | No | No | No | No | No | No | No | No | No | No | No | Yes | No | Yes
| Internet 6LoWPAN RFC 4944 | No | No | No | No | No | No | No | No | No | No | No | No | No | No | No | No | No | No | No | No | No | No | No | No | No | No | No | Yes
| KNX | No | No | No | No | No | No | No | No | No | No | No | No | No | No | No | No | No | No | No | No | No | No | No | No | No | No | No | No
| Proprietary | Yes | Yes | No | Yes | No | Yes | Yes | No | No | Yes | No | Yes | Yes | No | No | Yes | No | Yes | Yes | No | Yes | Yes | No | No | Yes | No | No | Yes
| Wi-Fi IEEE 802.11 | No | No | No | Yes | No | No | No | No | Yes | No | No | No | No | Yes | No | No | No | No | No | No | Yes | Yes | No | No | Yes | No | Yes | No
| Zigbee 2.0 | No | No | No | No | No | No | No | No | No | No | No | No | Yes | No | No | No | No | No | No | No | No | No | No | No | Yes | No | No | No
| Zigbee HA Home Automation | No | No | No | No | No | Yes | Yes | No | No | Yes | No | No | No | No | Yes | No | No | No | No | No | No | No | No | No | Yes | No | No | No
| Zigbee LL Light Link | No | No | No | No | No | No | No | No | No | No | No | No | No | No | No | No | No | No | No | No | No | No | No | No | No | No | No | No
| Zigbee 3.0 | No | No | No | No | No | No | No | No | No | No | No | No | No | No | No | No | No | No | No | No | No | No | No | No | No | No | No | No
| Other (explain) | 0 | 0 | ZigBee HA Customized | 0 | Zigbee | 0 | 0 | 0 | 0 | 0 | 0 | 0 | 0 | 0 | MODBUS RS485 | 0 | 0 | 0 | 0 | 0 | 0 | 0 | 0 | 0 | 0 | 0 | 0 | 0
For the following standards, is the product tested and certified for compliance, and listed in the respective certified products database?
| BACnet ISO 16484-5:2014 IP | Yes | Yes | No | No | No | No | No | No | No | Yes | No | No | No | No | No | Yes | No | No | No | No | Yes | Yes | No | No | No | No | No | No
| BACnet ISO 16484-5:2014 ARCNET | No | No | No | No | No | No | No | No | No | No | No | No | No | No | No | No | No | No | No | No | No | No | No | No | No | No | No | No
| BACnet ISO 16484-5:2014 MS/TP | No | Yes | No | No | No | No | No | No | No | No | No | No | No | No | No | No | No | No | No | No | Yes | Yes | No | No | No | No | No | No
| DALI | Yes | No | No | No | No | No | No | No | No | No | No | No | No | Yes | No | Yes | No | No | No | No | No | No | No | No | No | No | No | No
| DALI2 | No | No | No | No | No | No | No | No | No | No | No | No | No | Yes | No | No | No | No | No | No | No | No | No | No | No | No | No | No
| Zigbee2.0 | No | No | No | No | No | No | No | No | No | No | No | No | No | No | No | No | No | No | No | No | No | No | No | No | No | No | No | No
| Zigbee HA | No | No | No | No | No | No | No | No | No | Yes | No | No | No | No | Yes | No | No | No | No | No | No | No | No | No | Yes | No | No | No
| Zigbee Light Link | No | No | No | No | No | No | No | No | No | No | No | No | No | No | No | No | No | No | No | No | No | No | No | No | No | No | No | No
| Zigbee 3.0 | No | No | No | No | No | No | No | No | No | No | No | No | No | No | No | No | No | No | No | No | No | No | No | No | No | No | No | No
| Other (explain) | 0 | BACnet ASC | 0 | 0 | 0 | 0 | 0 | EnOcean | 0 | 0 | 0 | 0 | 0 | 0 | 0 | 0 | 0 | 0 | 0 | 0 | 0 | 0 | 0 | 0 | 0 | 0 | 0 | LMSM units are BTL Listed
Does the system require a computer server, either local or cloud-based? If the system offers both options, check both options.
| Local Server | No | Yes | No | No | No | No | No | No | No | Yes | Yes | No | No | No | Yes | Yes | No | No | No | Yes | Yes | Yes | Yes | Yes | No | Yes | No | No
| Cloud Server | Yes | No | No | No | No | No | No | No | No | No | Yes | No | Yes | No | Yes | No | No | No | No | Yes | No | No | Yes | Yes | No | Yes | Yes | No
1) | Networking of Luminaires and Devices
2) | Occupancy Sensing
Definition: The capability to affect the operation of lighting or other equipment based upon detecting the presence or absence of people in a space or exterior environment.
Does the system have occupancy sensing capability? |  | Yes | Yes | Yes | Yes | Yes | Yes | Yes | Yes | Yes | Yes | Yes | Yes | Yes | Yes | Yes | Yes | Yes | Yes | Yes | Yes | Yes | Yes | Yes | Yes | Yes | Yes | Yes | Yes
Does the system have a vacancy mode option? (manual on, automatic off) |  | Yes | Yes | Yes | Yes | Yes | Yes | Yes | Yes | Yes | Yes | Yes | Yes | Yes | Yes | Yes | Yes | Yes | Yes | Yes | No | Yes | Yes | Yes | Yes | Yes | Yes | No | Yes
Is automatic-on the default setting (as opposed to vacancy sensing)? Include a reference describing how this setting changed. |  | Yes | No | Yes | Yes | Yes | Yes | Yes | Yes | Yes | Yes | Yes | Yes | Yes | Yes | Yes | Yes | Yes | Yes | Yes | Yes | Yes | Yes | Yes | Yes | Yes | No | Yes | Yes
What mode(s) of detection are offered in single mode?
| Microphonic | No | No | No | No | No | No | No | No | No | Yes | No | No | No | No | No | No | No | No | No | No | No | No | No | No | No | No | No | No
| Microwave | No | No | No | No | No | No | No | No | No | No | No | No | No | No | No | No | No | No | No | No | No | No | No | No | No | No | No | No
| Optical | No | No | No | No | No | No | No | No | No | No | No | No | No | No | No | No | No | No | No | No | No | No | No | No | No | No | No | No
| PIR | Yes | Yes | Yes | Yes | Yes | Yes | Yes | Yes | Yes | Yes | Yes | Yes | Yes | Yes | No | Yes | Yes | Yes | Yes | Yes | Yes | Yes | Yes | Yes | Yes | Yes | Yes | Yes
| Ultrasonic | No | No | No | Yes | No | No | No | No | No | Yes | No | No | No | No | Yes | No | No | No | No | No | No | No | No | No | Yes | Yes | No | Yes
| Video | No | No | No | No | No | No | No | No | No | No | No | No | No | No | No | No | No | No | No | No | No | No | No | No | No | No | No | No
| Other (explain) | 0 | 0 | 0 | 0 | 0 | 0 | 0 | 0 | 0 | multi-technology | 0 | 0 | 0 | 0 | 0 | 0 | 0 | SimplySNAP can interface with a variety of wired motion sensors, as long as the sensor can provide our controller with a 0-24V DC sensor output. | SimplySNAP can interface with a variety of wired motion sensors, as long as the sensor can provide our controller with a 0-24V DC sensor output. | 0 | 0 | 0 | 0 | 0 | 0 | 0 | 0 | 0
What mode(s) of detection are offered in dual mode?
| Microphonic | No | No | No | No | No | No | No | No | No | Yes | No | No | Yes | No | No | No | No | Yes | No | No | Yes | No | No | No | Yes | No | No | No
| Microwave | No | No | No | No | No | No | No | No | No | No | No | No | No | No | No | No | No | No | No | No | No | No | No | No | No | No | No | No
| Optical | No | No | No | No | No | No | No | No | No | No | No | No | No | No | No | No | No | No | No | No | No | No | No | No | No | No | No | No
| PIR | Yes | Yes | No | Yes | No | Yes | No | No | No | Yes | No | No | Yes | Yes | Yes | Yes | No | Yes | Yes | No | Yes | No | No | No | Yes | Yes | No | Yes
| Ultrasonic | Yes | Yes | No | Yes | No | Yes | No | No | No | Yes | No | No | No | No | Yes | Yes | No | Yes | No | No | No | No | No | No | Yes | Yes | No | Yes
| Video | No | No | No | No | No | No | No | No | No | No | No | No | No | No | No | No | No | No | No | No | No | No | No | No | No | No | No | No
| Other (explain) | 0 | 0 | 0 | 0 | 0 | 0 | 0 | 0 | 0 | Microphonic & Ultrasound | 0 | 0 | 0 | 0 | 0 | 0 | 0 | SimplySNAP can interface with a variety of wired motion sensors, as long as the sensor can provide our controller with a 0-24V DC sensor output. | SimplySNAP can interface with a variety of wired motion sensors, as long as the sensor can provide our controller with a 0-24V DC sensor output. | 0 | 0 | 0 | 0 | 0 | 0 | 0 | 0 | 0
For PIR sensors, what coverage options are offered, as defined in NEMA WD7-2011, for standard height?
| Ceiling | Yes | Yes | Yes | Yes | Yes | Yes | No | Yes | Yes | Yes | Yes | Yes | Yes | Yes | Yes | Yes | Yes | Yes | No | Yes | Yes | Yes | Yes | Yes | Yes | Yes | Yes | Yes
| Corner | Yes | Yes | No | Yes | No | No | No | Yes | No | Yes | Yes | No | No | No | No | Yes | No | Yes | No | No | Yes | No | Yes | Yes | Yes | No | No | Yes
| Corridor | Yes | No | No | Yes | No | Yes | No | Yes | No | Yes | Yes | No | No | No | No | Yes | No | Yes | No | No | Yes | No | Yes | Yes | Yes | No | No | Yes
| Wall | No | Yes | No | Yes | No | Yes | No | Yes | No | No | Yes | No | No | No | Yes | Yes | No | Yes | No | No | Yes | No | Yes | Yes | No | No | Yes | Yes
| Other (explain) | 0 | Wide-range | 0 | 0 | 0 | 0 | 0 | 0 | 0 | 0 | 0 | 0 | 0 | 0 | 0 | 0 | 0 | 0 | 0 | 0 | Fixture Mount | 0 | 0 | 0 | 0 | 0 | 0 | 0
For PIR sensors, what coverage options are offered, as defined in NEMA WD7-2011, for high-bay height?
| Ceiling | Yes | Yes | Yes | No | No | Yes | No | No | No | Yes | Yes | No | Yes | Yes | Yes | Yes | Yes | Yes | No | Yes | Yes | Yes | Yes | Yes | Yes | Yes | No | Yes
| Corner | Yes | No | No | No | No | No | No | No | No | Yes | Yes | No | No | No | No | No | No | No | No | No | No | No | Yes | Yes | Yes | No | No | No
| Corridor | Yes | No | No | No | No | No | No | No | No | Yes | Yes | No | No | No | No | No | No | Yes | No | No | Yes | No | Yes | Yes | Yes | No | No | No
| Wall | No | No | No | No | No | No | No | Yes | No | No | Yes | No | No | No | No | No | No | No | No | No | No | No | Yes | Yes | No | No | No | No
| Other (explain) | 0 | 0 | 0 | High bay ceiling with 3rd party wired sensor | 0 | 0 | 0 | Standard Height can mount on racks and communicate with high bay fixtures. Reference | 0 | 0 | 0 | 0 | 0 | 0 | 0 | 0 | 0 | 0 | 0 | 0 | 0 | 0 | 0 | 0 | 0 | 0 | 0 | 0
What is the default time delay setting in minutes? |  | 4 minutes | 30 minutes | 30 minutes | 15 minutes | 15 minutes | 20 minutes | 20 minutes | 15 minutes | 20 | 10 minutes for wired sensors & 5 minutes for wireless sensors (software adjustable) | Depends on Time of Day & Space (Between 1-20 Mins.) | 7.5 minutes after vacancy, the lights will dim to their dim level. After 2.5 more minutes of no activity, the lights will turn off. | 10 | 20 | Varies from 30sec to 10min depending on sensor model | 15 | 20 | 30 minutes | 30 minutes | 2 | 7.5 minutes idle time to dim, additional 2.5 minutes at minimum dim before turning off. | 5 minutes idle time to dim, additional 5 minutes slow ramp to reach dim level. Sensor does not turn off. | Depends on Time of Day & Space (Between 1-20 Mins.) | Depends on Time of Day & Space (Between 1-20 Mins.) | 5 minutes | 5m | 60 seconds | 20
Is time delay field adjustable? If yes, include a reference describing how |  | Yes | Yes | Yes | Yes | Yes | Yes | Yes | Yes | Yes | Yes | Yes | Yes | Yes | Yes | Yes | Yes | Yes | Yes | Yes | Yes | Yes | Yes | Yes | Yes | Yes | Yes | Yes | Yes
Can the sensitivity and range of the system response to occupancy be adjusted? If yes, include a reference describing how |  | No | Yes | Yes | Yes | No | Yes | Yes | Yes | Yes | No | Yes | No | Yes | No | Yes | Yes | Yes | No | No | Yes | Yes | Yes | Yes | Yes | No | Yes | No | Yes
Does the system have the ability to set a dim level rather than off when unoccupied? (can the lights be set to 30% dim level rather than off when no occupancy is detected?) If yes, include a reference describing how |  | Yes | Yes | Yes | Yes | Yes | Yes | Yes | No | Yes | Yes | Yes | No | Yes | Yes | Yes | Yes | Yes | Yes | Yes | Yes | Yes | Yes | Yes | Yes | No | Yes | Yes | Yes
| If yes, is this unoccupied dim level adjustable? If yes, include a reference describing how | Yes | Yes | Yes | Yes | Yes | Yes | Yes | Yes | Yes | Yes | Yes | Yes | Yes | Yes | Yes | Yes | Yes | Yes | Yes | Yes | Yes | Yes | Yes | Yes | No | Yes | Yes | Yes
2) | Occupancy Sensing
3) | Traffic Sensing (Exterior only)
Definition: The capability to affect the operation of lighting or other equipment based upon detecting the presence or absence of moving vehicles in an area or exterior environment. Exterior systems may satisfy this requirement through External System
Does the system have traffic sensing capability? |  | No | No | No | No | No | Yes | Yes | No | No | Yes | Yes | No | Yes | Yes | No | No | No | No | Yes | No | No | No | No | Yes | No | No | No | No
What mode(s) of detection are offered?
| Microphonic | No | No | No | No | No | No | No | No | No | No | No | No | No | No | No | No | No | No | No | No | No | No | No | No | No | No | No | No
| Microwave | No | No | No | No | No | No | No | No | No | No | No | No | No | No | No | No | No | No | No | No | No | No | No | No | No | No | No | No
| Optical | No | No | No | No | No | No | No | No | No | No | No | No | No | No | No | No | No | No | No | No | No | No | No | No | No | No | No | No
| PIR | No | No | No | No | No | Yes | Yes | No | No | Yes | Yes | No | No | Yes | No | No | No | No | Yes | No | No | No | No | Yes | No | No | No | No
| Ultrasonic | No | No | No | No | No | No | No | No | No | No | No | No | No | No | No | No | No | No | No | No | No | No | No | No | No | No | No | No
| Video | No | No | No | No | No | No | No | No | No | No | No | No | No | No | No | No | No | No | No | No | No | No | No | No | No | No | No | No
| Other (explain) | 0 | 0 | 0 | 0 | 0 | 0 | 0 | 0 | 0 | 0 | 0 | 0 | Controller with external trigger | 0 | 0 | 0 | 0 | 0 | SimplySNAP can interface with a variety of motion sensors, as long as the sensor can provide our controller with a 0-24V DC sensor output. | 0 | 0 | 0 | 0 | 0 | 0 | 0 | 0 | 0
What is the default time delay setting in minutes? |  | 0 | 0 | 0 | 0 | 0 | 20 | 20 | 0 | 0 | H/W time dalay depends on the sensor. Time delay is software adjustable. | Depends on Time of Day & Space (Between 1-20 Mins.) | 0 | 0 | 20 | 0 | 0 | 0 | 0 | 30 minutes | 0 | 0 | 0 | Depends on Time of Day & Space (Between 1-20 Mins.) | Depends on Time of Day & Space (Between 1-20 Mins.) | 0 | 0 | 0 | 0
Is time delay field adjustable? If yes, include a reference describing how |  | No | No | No | No | No | Yes | Yes | No | No | Yes | Yes | No | No | Yes | No | No | No | No | Yes | No | No | No | No | Yes | No | No | No | No
Can the sensitivity and range of the system response to occupancy be adjusted? If yes, include a reference describing how |  | No | No | No | No | No | No | No | No | No | No | Yes | No | No | No | No | No | No | No | No | No | No | No | No | Yes | No | No | No | No
Does the system have the ability to set a dim level rather than off when unoccupied? (can the lights be set to 30% dim level rather than off when no occupancy is detected?) If yes, include a reference describing how |  | No | No | No | No | No | Yes | Yes | No | No | Yes | Yes | No | Yes | Yes | No | No | No | No | Yes | No | No | No | No | Yes | No | No | No | No
| If yes, is this unoccupied dim level adjustable? If yes, include a reference describing how | No | No | No | No | No | Yes | Yes | No | No | Yes | Yes | No | Yes | Yes | No | No | No | No | Yes | No | No | No | No | Yes | No | No | No | No
3) | Traffic Sensing (Exterior only)
4) | Daylight Harvesting / Photocell Control
Definition: The capability to automatically affect the operation of lighting or other equipment based on the amount of daylight and/or ambient light that is present in a space, area, or exterior environment. This capability is typically called Daylight
Does the system have Daylight Harvesting / Photocell Control capability? |  | Yes | Yes | Yes | Yes | Yes | Yes | Yes | Yes | Yes | Yes | Yes | Yes | Yes | Yes | Yes | Yes | Yes | Yes | Yes | Yes | Yes | Yes | Yes | Yes | Yes | Yes | Yes | Yes
Does the system offer open loop, closed loop, or both?
| Open loop | Yes | No | No | Yes | No | Yes | Yes | Yes | No | Yes | No | No | Yes | No | Yes | Yes | No | Yes | Yes | No | Yes | Yes | No | No | No | Yes | No | Yes
| Closed loop | No | Yes | Yes | Yes | Yes | Yes | No | No | Yes | Yes | Yes | Yes | Yes | Yes | Yes | Yes | Yes | No | No | Yes | Yes | Yes | Yes | Yes | Yes | Yes | Yes | Yes
Does the system have the capability to turn a light source fully off when sufficient daylight is present? If yes, include a reference describing how this is accomplished. |  | Yes | Yes | No | Yes | No | Yes | Yes | Yes | Yes | Yes | Yes | No | Yes | Yes | Yes | Yes | No | Yes | Yes | Yes | Yes | Yes | Yes | Yes | Yes | Yes | Yes | Yes
| If yes, describe any additional components needed | No physical components needed. Just software programming. | None | 0 | NA | 0 | AFC requires external power pack | AFC requires external power pack | 0 | 0 | By adjusting the "Remainder" value | 0 | 0 | 0 | 0-10 or DALI dim to off LED drivers | No additional components needed | Nothing else needed. | 0 | A compatible 0-10VDC photocell is required. | A compatible 0-10VDC photocell is required. | 0 | 0 | 0 | 0 | 0 | No additional componets are required | 0 | None, integrated in the light | 0
Does the system provide integration with shading systems? If yes, include a reference describing how this is accomplished. |  | No | No | No | No | No | No | No | Yes | No | Yes | No | No | No | No | Yes | Yes | No | No | No | No | Yes | No | No | No | No | Yes | No | Yes
| If yes, describe any additional components needed | 0 | 0 | 0 | 0 | 0 | 0 | 0 | shade controller from third party, The EnOcean llight sensor uses a standard communication profile so shade companies can use the info to control shades. | 0 | Can be integrated with other systems such as MechoSystems SolarTrac. | 0 | 0 | 0 | 0 | Requires WGA100 adapter | 0 | 0 | 0 | 0 | 0 | 0 | 0 | 0 | 0 | 0 | A shading system | 0 | Contact Closure or RS232 Interface
Can the response of the system to the data from the photosensor be adjusted? If yes, include a reference describing how this is accomplished. |  | No | No | No | Yes | Yes | No | No | Yes | Yes | Yes | Yes | Yes | Yes | Yes | No | Yes | No | Yes | Yes | Yes | Yes | Yes | Yes | Yes | Yes | Yes | No | Yes
Are the output light levels for daylight harvesting/photocell control continuously variable (more than 99 steps)? |  | No | No | Yes | Yes | Yes | Yes | Yes | Yes | Yes | Yes | Yes | Yes | Yes | Yes | Yes | Yes | Yes | Yes | Yes | Yes | Yes | Yes | Yes | Yes | Yes | Yes | Yes | Yes
| If not continuously variable, how many steps? | 20 steps | 20 steps | 0 | 0 | 0 | 0 | 0 | 0 | 0 | N/A | 0 | 0 | 0 | 0 | 0 | NA | 0 | 0 | 0 | 0 | 0 | 0 | 0 | 0 | Not in steps | 0 | 0 | 0
Does the system have the capability to report photosensor settings (adjustable input parameters) in a user interface? |  | Yes | Yes | No | Yes | Yes | Yes | Yes | No | Yes | Yes | Yes | Yes | Yes | Yes | Yes | Yes | Yes | No | No | Yes | Yes | Yes | Yes | Yes | No | Yes | No | Yes
Does the system have a 5 or 7-pin ANSI c136.41 socket for photosensor control with dimming? |  | No | No | No | No | No | Yes | Yes | No | No | Yes | No | No | No | No | No | No | No | No | Yes | No | No | No | No | No | No | No | No | No
4) | Daylight Harvesting / Photocell Control
5) | High-End Trim
Definition: The capability to set the maximum light output to a less-than-maximum state of an individual or group of luminaires at the time of installation or commissioning. High-End Trim must be field reconfigurable. This capability is distinct from au
Does the system have field-reconfigurable high-end trim capability? |  | Yes | Yes | Yes | Yes | Yes | Yes | Yes | Yes | Yes | Yes | Yes | Yes | Yes | Yes | Yes | Yes | Yes | Yes | Yes | Yes | Yes | Yes | Yes | Yes | Yes | Yes | Yes | Yes
How low as a % of maximum can high-end trim be adjusted? |  | 10% | 1% | Adjustable high-end trim from 10% to 100% | 55% | 5% | 1% | 1% | down to 0% | 99% includes both High and Low end trim | 0 | 0.01 | 1 | 1 | 0 | 0.01 | 0.55 | 0.5 | 1 | 1 | 0 | 1 | 1 | 0.01 | 0.01 | as low as 0% | Dependant on light fixture/driver | 0 | 0.01
Does the system have the capability to report out high-end trim settings? |  | Yes | Yes | Yes | Yes | Yes | Yes | Yes | No | Yes | Yes | Yes | Yes | Yes | Yes | Yes | Yes | Yes | Yes | Yes | Yes | Yes | Yes | Yes | Yes | No | Yes | Yes | Yes
| If so, what settings are available to be reported? | initial light level, lamp hours 100% light level, group number | Current high end trim value | Max setting level | 0 | Actual % level set | Light State, Min Level (%), Max Level (%), Current Level (%), and Dimmer Position (%) are displayed on the Details page in the GUI (WRC and AFC). This information can be pulled as part of the Detail Device Report in either PDF or CSV formats. | Light State, Min Level (%), Max Level (%), Current Level (%), and Dimmer Position (%) are displayed on the Details page in the GUI (WRC and AFC). This information can be pulled as part of the Detail Device Report in either PDF or CSV formats. | 0 | high end and low end trim | No reports | Yes, by using % control signal, % light output, and %power. | High End Trim% | max trim level | 0 | Task tuning setting per zone | The high end trim value per fixture or controlled zone. | Occupied Level (light output %) | Maximum dimming % | Maximum dimming % | Percent active output | High End Trim Voltage | High End Trim%, High End Trim Voltage | Yes, by using % control signal, % light output, and %power. | Yes, by using % control signal, % light output, and %power. | 0 | The high-end trim level | Numbers on the Control Center | Trim percentage
Are the settings for high end trim continuously variable (more than 99 steps)? |  | No | Yes | Yes | Yes | Yes | Yes | Yes | Yes | Yes | Yes | Yes | Yes | Yes | Yes | Yes | Yes | No | Yes | Yes | Yes | Yes | Yes | Yes | Yes | Yes | Yes | Yes | Yes
| If not continuously variable, how many steps? | 20 steps | 99 steps | 0 | 0 | 0 | 0 | 0 | 0 | 0 | See row 140 | 0 | 0 |  | 0 | 0 | 0 | 11 | 0 | 0 | 0 | 0 | 0 | 0 | 0 | Not in steps | 255, or as per the driver/fixture | 0 | 0
What is the factory default setting for high-end trim, in terms of % max control signal or percent of light output for integrated systems? |  | 100% | 100% | 0.8 | 100% | 100% | 100% for AFC 70% for WRC | 100% for AFC 70% for WRC | 100% | Construction 75%. After 90%. | No default value; Software configurable setting depends on the user preference and type of luminaire/application | 60-100%, varies by room/space profile template | 1 | 1 | 0.8 | 1 | 99% or lower (varies by load type) | 1 | 100 | 100 | 1 | 100% output at 9.1VDC ("EZ" devices), 100% output at 10VDC ("D" devices) | 100% output at 9.3VDC (adjustable per each control device) | 60-100%, varies by room/space profile template | 60-100%, varies by room/space profile template | No default value; Software configurable setting depends on the user preference and type of luminaire | 1 | 1 | 85% or 100%
5) | High End Trim
6) | Zoning
Definition: The capability to group luminaires and form unique lighting control zones for a control strategy via software-defined means, and not via physical configuration of mechanical or electrical installation details (e.g. wiring). Interior: Z
Does the system have Zoning capability as defined? |  | Yes | Yes | Yes | Yes | Yes | Yes | Yes | Yes | Yes | Yes | Yes | Yes | Yes | Yes | Yes | Yes | Yes | Yes | Yes | Yes | Yes | Yes | Yes | Yes | Yes | Yes | Yes | Yes
6) | Zoning
7) | Luminaire and Device Addressability
Definition: The ability to uniquely identify and/or address each individual luminaire, sensor, controller, and user interface device in the lighting system, allowing for configuration and re-configuration of devices and control zones independent of elect
Does the system have Luminaire and Device Addressability capability? |  | Yes | Yes | Yes | Yes | Yes | Yes | Yes | Yes | Yes | Yes | Yes | Yes | Yes | Yes | Yes | Yes | Yes | Yes | Yes | No | Yes | Yes | Yes | Yes | Yes | Yes | Yes | Yes
7) | Luminaire and Device Addressability
8) | Continuous Dimming
Definition: The capability of a control system to provide control with sufficient resolution (100+ steps) to support light level changes perceived as smooth (as opposed to step dimming with a small number of discrete light levels).
Does the system provide continuous dimming according to the definition above for at least one mode of operation? |  | Yes | Yes | Yes | Yes | Yes | Yes | Yes | Yes | Yes | Yes | Yes | Yes | Yes | Yes | Yes | Yes | Yes | Yes | Yes | Yes | Yes | Yes | Yes | Yes | Yes | Yes | Yes | Yes
What type(s) of continuous dimming control according to the definition above does the system provide?
| DALI | Yes | No | No | No | Yes | No | No | No | No | Yes | No | No | No | Yes | No | Yes | No | No | No | Yes | No | No | No | No | No | Yes | No | No
| DMX | No | No | No | No | No | No | No | No | No | No | No | No | No | No | No | Yes | No | No | No | No | No | No | No | No | No | No | No | No
| 0-10V | Yes | Yes | No | Yes | No | Yes | Yes | Yes | Yes | Yes | Yes | No | Yes | Yes | Yes | Yes | Yes | Yes | Yes | Yes | Yes | Yes | Yes | Yes | Yes | Yes | No | Yes
| Zigbee | No | No | Yes | No | Yes | No | No | No | No | Yes | No | No | No | No | Yes | No | No | No | No | No | No | No | No | No | Yes | No | No | No
| Forward Phase/Triac/ Magnetic Low Voltage (MLV)/Leading Edge | No | Yes | No | Yes | No | No | No | No | No | Yes | No | No | No | No | Yes | Yes | No | No | No | No | Yes | No | No | No | No | Yes | No | Yes
| Reverse Phase/Electronic Low Voltage (ELV)/Trailing Edge | No | Yes | No | Yes | No | No | No | No | No | Yes | No | No | No | No | Yes | Yes | No | No | No | No | Yes | No | No | No | No | Yes | No | Yes
| Proprietary | No | No | No | Yes | No | No | No | No | No | Yes | No | Yes | No | No | No | Yes | Yes | No | No | Yes | Yes | No | No | No | No | No | No | Yes
| Other | No | Yes | No | No | No | No | No | No | No | No | No | No | No | No | No | No | No | No | No | No | No | No | No | No | No | No | Yes | No
| Notes about "Proprietary" or "Other": | 0 | PWM | 0 | 0 | 0 | 0 | 0 | 0 | 0 | OSRAM also uses GreenBus II protocol to control lighting in conjunction with 0-10V protocol basesd drivers/ballasts. | 0 | Digital interface between sensor and driver. | 0 | 0 | 0 | Ecosystem is the proprietary protocol referenced. | Cree SmartCast low-power mesh network | 0 | 0 | 0 | Digital communication via EldoLED "LEDcode" interface | 0 | 0 | 0 | 0 | 0 | PWM | Direct Comm to LED Driver
What modes of operation provide continuous dimming according to the definition above?
| Occupancy sensing | Yes | Yes | Yes | Yes | Yes | Yes | Yes | Yes | No | Yes | Yes | Yes | Yes | Yes | Yes | Yes | Yes | No | No | Yes | Yes | Yes | Yes | Yes | Yes | Yes | No | Yes
| Daylight harvesting / photocell control | Yes | No | Yes | Yes | Yes | Yes | Yes | Yes | Yes | Yes | Yes | Yes | Yes | Yes | Yes | Yes | Yes | No | No | Yes | Yes | Yes | Yes | Yes | Yes | Yes | Yes | Yes
| High-End Trim | Yes | Yes | Yes | Yes | Yes | Yes | Yes | Yes | No | Yes | Yes | Yes | Yes | No | Yes | Yes | No | Yes | Yes | Yes | Yes | Yes | Yes | Yes | Yes | Yes | Yes | Yes
| Personal Control | No | Yes | Yes | Yes | Yes | Yes | No | Yes | Yes | Yes | Yes | No | Yes | Yes | Yes | Yes | No | No | No | Yes | Yes | Yes | Yes | Yes | No | Yes | Yes | Yes
What dimming curve(s) does the control system (not the luminaire/driver) use?
| Linear | Yes | Yes | Yes | Yes | No | Yes | Yes | Yes | Yes | No | Yes | Yes | Yes | Yes | Yes | Yes | Yes | Yes | Yes | Yes | Yes | Yes | Yes | Yes | No | No | Yes | Yes
| Logarithmic | No | No | No | No | Yes | No | No | No | No | No | No | Yes | Yes | Yes | No | Yes | No | No | No | No | No | No | No | No | No | Yes | No | No
| Proprietary | No | No | No | No | No | No | No | No | No | Yes | No | No | No | No | No | No | No | No | No | No | No | No | No | No | Yes | No | No | No
What dimming standards, if any, does the product comply with?
| ANSI C82.11-2011 | No | No | No | No | No | No | No | No | No | No | Yes | No | No | No | No | No | No | No | No | No | No | No | Yes | Yes | No | No | No | Yes
| DALI V1 IEC 62386 | No | No | No | No | No | No | No | No | No | Yes | No | No | No | No | No | Yes | No | No | No | No | No | No | No | No | No | Yes | No | No
| DALI V2 IEC 62386 | No | No | No | No | Yes | No | No | No | No | No | No | No | No | Yes | No | No | No | No | No | No | No | No | No | No | No | No | No | No
| DMX512 | No | No | No | No | No | No | No | No | No | No | No | No | No | No | No | Yes | No | No | No | No | No | No | No | No | No | No | No | No
| DMX512A | No | No | No | No | No | No | No | No | No | No | No | No | No | No | No | Yes | No | No | No | No | No | No | No | No | No | No | No | No
| ESTA E1.3 | No | No | No | No | No | No | No | No | No | No | Yes | No | No | No | No | Yes | No | No | No | No | No | No | Yes | Yes | No | No | No | No
| IEC60929 Annex E (0-10V) | Yes | Yes | No | Yes | No | Yes | Yes | Yes | Yes | Yes | No | No | No | No | Yes | Yes | Yes | Yes | Yes | No | Yes | Yes | No | No | Yes | No | No | Yes
| NEMA 410-2011 | No | Yes | No | Yes | No | No | No | No | No | No | No | No | No | No | No | Yes | No | No | No | No | Yes | Yes | No | No | No | No | No | No
| NEMA 410-2015 | No | No | No | No | No | No | No | No | No | No | No | No | No | No | No | No | No | Yes | Yes | No | No | No | No | No | No | No | No | Yes
| NEMA SSL-7A-2013 | No | No | No | No | No | No | No | No | No | No | No | No | No | No | No | No | No | No | No | No | No | No | No | No | No | No | No | No
| IEEE PAR1789 | No | No | No | No | No | No | No | No | No | No | No | No | No | No | No | No | No | No | No | Yes | No | No | No | No | No | No | No | No
| Zigbee | No | No | Yes | No | Yes | No | No | No | No | Yes | No | No | No | No | Yes | No | No | No | No | No | No | No | No | No | Yes | No | No | No
| Zigbee Light Link | No | No | No | No | No | No | No | No | No | No | No | No | No | No | No | No | No | No | No | No | No | No | No | No | No | No | No | No
| Other | No | No | No | No | No | No | No | No | No | No | No | No | No | No | No | Yes | No | No | No | No | No | No | No | No | No | No | No | No
| Notes about "Other": | 0 | 0 | 0 | 0 | 0 | 0 | 0 | 0 | 0 | 0 | 0 | 0 | 0 | 0 | 0 | Lutron Clear Connect wireless protocol. | 0 | 0 | 0 | 0 | 0 | 0 | 0 | 0 | 0 | 0 | 0 | 0
8) | Continuous Dimming
9) | Control Persistence
The capability of a networked lighting control system’s lowest-level (“edge device”) luminaire controllers to execute three pre-programmed energy saving strategies (occupancy sensing, daylight harvesting, and high-end trim) on a "room level", or finer, in
Does the system have the capability for control persistence as defined above? |  | No | No | Yes | Yes | Yes | Yes | No | Yes | Yes | No | Yes | Yes | Yes | Yes | No | Yes | Yes | No | No | Yes | Yes | Yes | Yes | Yes | No | No | No | Yes
If yes, what energy savings strategies can be executed without connection or due to failure of connection to higher level networked elements?
| Occupancy sensing | No | No | Yes | Yes | Yes | Yes | No | Yes | Yes | No | Yes | Yes | Yes | Yes | No | Yes | Yes | No | No | Yes | Yes | Yes | Yes | Yes | No | No | No | Yes
| Daylight harvesting | No | No | Yes | Yes | Yes | Yes | No | Yes | Yes | No | Yes | Yes | Yes | Yes | No | Yes | Yes | No | No | Yes | Yes | Yes | Yes | Yes | No | No | No | Yes
| High end trim/ task tuning | No | No | Yes | Yes | Yes | Yes | No | Yes | Yes | No | Yes | Yes | Yes | Yes | No | Yes | Yes | No | No | Yes | Yes | Yes | Yes | Yes | No | No | No | Yes
| Personal control | No | No | No | Yes | Yes | Yes | No | Yes | No | No | Yes | No | Yes | No | No | Yes | No | No | No | No | No | No | Yes | Yes | No | No | No | Yes
| Local Manual Switch | No | Yes | No | Yes | Yes | Yes | No | Yes | No | No | Yes | Yes | Yes | Yes | No | Yes | No | No | No | No | Yes | Yes | Yes | Yes | No | No | No | Yes
9) | Control Persistence
10) | Scheduling
Definition: The capability to automatically affect the operation of lighting equipment based on time of day. Scheduling capability is Reported for Interior systems and Required for Exterior systems. Exterior systems are required to have event scheduling
Does the system have scheduling capability? |  | Yes | Yes | Yes | Yes | No | Yes | Yes | No | Yes | Yes | Yes | No | Yes | Yes | Yes | Yes | No | Yes | Yes | Yes | Yes | Yes | Yes | Yes | Yes | Yes | Yes | Yes
Does the system use an astronomical time-clock for scheduling? |  | No | Yes | No | Yes | No | Yes | Yes | No | No | Yes | Yes | No | Yes | No | No | Yes | No | Yes | Yes | No | Yes | Yes | Yes | Yes | No | Yes | No | Yes
Does the system provide holiday and special schedule programming? |  | Yes | Yes | No | Yes | No | Yes | Yes | No | No | Yes | Yes | No | Yes | Yes | Yes | Yes | No | Yes | Yes | Yes | Yes | Yes | Yes | Yes | No | Yes | Yes | Yes
How far ahead can events be scheduled (pick one)
| A day | No | No | Yes | No | No | No | No | No | Yes | Yes | Yes | No | Yes | No | No | Yes | No | No | No | No | No | No | Yes | Yes | No | No | No | No
| A week | No | No | Yes | No | No | No | No | No | No | Yes | Yes | No | Yes | No | No | Yes | No | No | No | No | No | No | Yes | Yes | Yes | No | No | No
| A year | No | Yes | No | No | No | No | No | No | No | Yes | Yes | No | Yes | No | No | Yes | No | No | No | No | No | No | Yes | Yes | No | No | No | No
| No limit | No | No | No | No | No | Yes | Yes | No | No | Yes | Yes | No | Yes | Yes | Yes | Yes | No | No | No | No | Yes | Yes | Yes | Yes | No | Yes | Yes | Yes
| Other (explain) | 10 year | 0 | 0 | A week, that can recur indefinitely | 0 | 0 | 0 | 0 | everyday, reoccuring | 0 | 0 | 0 | 0 | 0 | 0 | 0 | 0 | 5 Years | 5 Years | 0 | 0 | 0 | 0 | 0 | 0 | 0 | 0 | 0
Does the system provide the capability to override scheduling via a local override switch? |  | Yes | Yes | Yes | Yes | No | Yes | Yes | No | Yes | Yes | Yes | No | Yes | Yes | Yes | Yes | No | No | No | No | Yes | Yes | Yes | Yes | Yes | Yes | Yes | Yes
Does the system provide the capability to layer with other control strategies by timer or priority? |  | Yes | Yes | No | Yes | No | Yes | Yes | No | Yes | Yes | Yes | No | Yes | Yes | Yes | Yes | No | No | No | Yes | Yes | Yes | Yes | Yes | Yes | Yes | Yes | Yes
10) | Scheduling
11) | Energy Monitoring
Definition: The ability of a system, luminaire, or device to report its own energy consumption, or the energy consumption of any controlled device via direct measurement or other methodology. The method by which the system implements this capability must
Does the system have Energy Monitoring capability? |  | Yes | Yes | No | Yes | Yes | Yes | Yes | No | Yes | Yes | Yes | No | Yes | Yes | Yes | Yes | No | Yes | Yes | Yes | Yes | Yes | Yes | Yes | No | Yes | Yes | Yes
What is the methodology(s)?
| True power meter (current and voltage) | No | No | No | Yes | Yes | Yes | Yes | No | Yes | No | Yes | No | Yes | Yes | Yes | No | No | Yes | Yes | Yes | Yes | Yes | Yes | Yes | No | Yes | No | Yes
| Current meter with nominal voltage | No | No | No | No | No | No | No | No | No | No | Yes | No | No | Yes | Yes | No | No | No | No | No | Yes | No | Yes | Yes | No | Yes | No | Yes
| On/off/dim status with wattage look up table | Yes | Yes | No | Yes | No | Yes | Yes | No | Yes | No | Yes | No | Yes | Yes | Yes | Yes | No | No | No | No | Yes | No | Yes | Yes | No | Yes | Yes | Yes
| On/off status with wattage look up table | No | No | No | Yes | No | Yes | Yes | No | No | No | Yes | No | No | Yes | No | Yes | No | No | No | No | Yes | No | Yes | Yes | No | Yes | No | Yes
| Other (explain) | 0 | 0 | 0 | Calculated power | 0 | 0 | 0 | 0 | 0 | Interpolation method that uses on/off/dim status | 0 | 0 | 0 | 0 | 0 | 0 | 0 | 0 | 0 | 0 | 0 | 0 | 0 | 0 | 0 | 0 | 0 | 0
If metered, where is the meter located?
| Integral in driver or ballast | No | No | No | No | Yes | No | No | No | No | No | No | No | No | Yes | No | No | No | No | No | Yes | No | No | No | No | No | No | No | No
| Integral in control module at luminaire | No | No | No | Yes | No | No | No | No | No | No | Yes | No | Yes | Yes | Yes | No | No | Yes | Yes | Yes | Yes | Yes | Yes | Yes | No | No | No | No
| Integral in sensor module | No | No | No | No | No | No | No | No | No | No | No | No | No | No | No | No | No | No | No | Yes | No | Yes | No | No | No | No | No | No
| Integral in switch | No | No | No | No | No | No | No | No | No | No | No | No | No | No | No | No | No | No | No | No | No | No | No | No | No | No | No | No
| Circuit at electrical panel | No | No | No | No | No | Yes | Yes | No | No | No | No | No | No | No | Yes | No | No | No | No | No | Yes | Yes | No | No | No | Yes | No | No
| Plugload sensor | No | No | No | No | No | Yes | Yes | No | No | No | Yes | No | No | No | No | No | No | No | No | No | No | No | Yes | Yes | No | No | No | No
| Other (explain) | 0 | 0 | 0 | 0 | 0 | 0 | 0 | 0 | in relay or at receptacle | 0 | 0 | 0 | 0 | 0 | 0 | 0 | 0 | 0 | 0 | 0 | 0 | 0 | 0 | 0 | 0 | Inside the control device. | 0 | Integral to the Room Controller
If metered, what is the meter accuracy?
| At energy levels of ____% and above: | 0 | 0 | 0 | NA | 0 | 0 | 0 | 0 | NA | 0 | e.g. At energy levels of 30% and above, +2% Power at zone/luminaire, +2% Energy at room/area. At energy levels below 30%, +5% Power at zone/luminaire, +5% Energy at room/area. Sampled at 1 minute, aggregated to 15 minute intervals | 0 | 0 | 0 | NA | NA | 0 |  |  | 0 | N/A | N/A | e.g. At energy levels of 30% and above, +2% Power at zone/luminaire, +2% Energy at room/area. At energy levels below 30%, +5% Power at zone/luminaire, +5% Energy at room/area. Sampled at 1 minute, aggregated to 15 minute intervals | e.g. At energy levels of 30% and above, +2% Power at zone/luminaire, +2% Energy at room/area. At energy levels below 30%, +5% Power at zone/luminaire, +5% Energy at room/area. Sampled at 1 minute, aggregated to 15 minute intervals | 0 | DATA NOT AVAILABLE | NA | 0
| +/-____% Power at zone/luminaire, | 0 | 0 | 0 | 2 | 4% | 0 | 0 | 0 | NA | 0 | 0.02 | 0 | 4 | 0 | 0.02 | NA | 0 | 0 | 0 | 2 | N/A | N/A | 0.02 | 0.02 | 0 | DATA NOT AVAILABLE | NA | 0
| +/-____ % Energy at room/area. | 0 | 0 | 0 | NA | 0 | At 25°C or below, current 0.4% at 5% to 100% range; 0.8% from 1% to 5% range. Voltage 0.4% from 90V to 600 VAC. | At 25°C or below, current 0.4% at 5% to 100% range; 0.8% from 1% to 5% range. Voltage 0.4% from 90V to 600 VAC. | 0 | 5 | 0 | 0.02 | 0 | 0 | 0 | 0.02 | NA | 0 | 0 | 0 | NA | N/A | N/A | 0.02 | 0.02 | 0 | DATA NOT AVAILABLE | NA | 0
| At energy levels of ____% and below: | 0 | 0 | 0 | NA | 0 | At 25°C or below, current 0.4% at 5% to 100% range; 0.8% from 1% to 5% range. Voltage 0.4% from 90V to 600 VAC. | At 25°C or below, current 0.4% at 5% to 100% range; 0.8% from 1% to 5% range. Voltage 0.4% from 90V to 600 VAC. | 0 | NA | 0 | 0.3 | 0 | 0 | 0 | NA | NA | 0 | 0 | 0 | 100 | 100 | 100 | 0.3 | 0.3 | 0 | DATA NOT AVAILABLE | NA | 0
| +/-____ % Power at zone/luminaire, | 0 | 0 | 0 | NA | 0 | 0 | 0 | 0 | NA | 0 | 0.05 | 0 | 0 | 0 | NA | NA | 0 | 2 | 2 | 2 | 0.05 | 0.02 | 0.05 | 0.05 | 0 | DATA NOT AVAILABLE | NA | 0
| +/-____% Energy at room/area. | 0 | 0 | 0 | NA | 0 | 0 | 0 | 0 | NA | 0 | 0.05 | 0 | 0 | 0 | NA | NA | 0 | 0 | 0 | NA | 0.01 | 0.01 | 0.05 | 0.05 | 0 | DATA NOT AVAILABLE | NA | 2%, 8%, or 10%
What is the sampling frequency?
| Sampled at ____ seconds. | Each state change is logged. | Samples are gathered every 5 minutes (288 per day) and are averaged and reported every 24 hours | 0 | NA | 1 | 2520 S/s | 2520 S/s | 0 | NA | NA | 0 | 0 | 0.125 | 0 | 150 | Sampled on change or 600 seconds, whichever is less. | 0 | 900 | 900 | 900 | 12kHz | 12kHz | 0 | 0 | 0 | DATA NOT AVAILABLE | 300 (5 minutes) | 900 seconds (15 min)
| Aggregated to _____ second intervals. | 0 | 0 | 0 | NA | 0 | 1 | 1 | 0 | NA | NA | 0 | 0 | 0 | 0 | 0 | 0 | 0 | 0 | 0 | 0 | 5 | 5 | 0 | 0 | 0 | DATA NOT AVAILABLE | 0 | 0
| Aggregated to _____ minute intervals. | 0 | 0 | 0 | NA | Sampling interval 1 second. Running tally updated every 60 minutes. | N/A | N/A | 0 | NA | NA | 0 | 0 | 0 | 0 | 60 | 60 | 0 | 15 | 15 | 15 | 15 | 15 | 0 | 0 | 0 | DATA NOT AVAILABLE | 1 hour (60 minutes) | 0
How long is the aggregated energy data available in the system? For instance, is it deleted after a week, or 30 days, or a year? |  | Energy usage / savings is stored into the cloud. Data is saved for at least 10 years. | Unlimited | 0 | Not Available | For as long as the system is functional (no practical limit) | 2 years | 2 years | 0 | Realtime, not historic record | Over a year | Up to 36 Months | 0 | Indefinitely | 0 | Hourly = 90 days / Daily = 3 years | No limit. | 0 | 2 weeks | 2 weeks | Indefinitely | Varies by interval type. 15-minute interval data: 60 days 1-hour interval data: > 1 year, typical up to 3 years (dependent on configuration & storage space) 24-hour interval data: >1 year, typical up to 10 years (dependent on configuration & storage spac | Varies by interval type. 15-minute interval data: 60 days 1-hour interval data: > 1 year, typical up to 3 years (dependent on configuration & storage space) 24-hour interval data: >1 year, typical up to 10 years (dependent on configuration & storage spac | Up to 36 Months | Up to 36 Months | 0 | DATA NOT AVAILABLE | 30 Days | 5 days in memory (LMSM) to Unlimited (LM-SUPERVISOR)
What is the smallest spatial resolution of the data record? Choose one. |  | Per system | Per zone | 0 | Per luminaire | Per luminaire | 0 | 0 | 0 | 0 | 0 | 0 | 0 | Per zone | 0 | Per zone | Per zone | 0 | Per luminaire | Per luminaire | Per luminaire | Per luminaire | Per luminaire | 0 | 0 | 0 | DATA NOT AVAILABLE | Per system | Per zone
Is energy data of the whole system available at a central location, (rather than local data available locally at each device?) |  | Yes | Yes | No | Yes | No | Yes | Yes | No | No | Yes | Yes | No | Yes | No | Yes | Yes | No | Yes | Yes | Yes | Yes | Yes | Yes | Yes | No | Yes | Yes | Yes
Is optional hardware or software needed for energy monitoring? |  | No | No | No | No | Yes | Yes | Yes | No | No | No | No | No | No | No | No | No | No | No | No | No | Yes | Yes | No | No | No | Yes | Yes | Yes
| If so, what equipment is needed? | 0 | 0 | 0 | 0 | 0 | Veris Meter, Pulse Counter, SmartLet | Veris Meter, Pulse Counter, SmartLet | 0 | 0 | 0 | 0 | 0 | 0 | 0 | 0 | 0 | 0 | 0 | 0 | 0 | Optional Hardware: SiteView Energy Meter Optional Software: SiteView Energy Application | Optional Hardware: SiteView Energy Meter Optional Software: SiteView Energy Application | 0 | 0 | 0 | local or remote server | License included for first 5 years, optional after that. | Supervisor (LM-SUPERVISOR), or segment manager (LMSM), or 3rd party BACnet dashboard.
What data is available from energy monitoring, in a file download?
Interval Data
| Current | No | No | No | No | No | Yes | Yes | No | No | No | Yes | No | Yes | No | No | No | No | No | No | No | No | No | Yes | Yes | No | Yes | No | No
| Energy | Yes | Yes | No | Yes | Yes | Yes | Yes | No | No | No | Yes | No | No | Yes | Yes | Yes | No | No | No | Yes | Yes | Yes | Yes | Yes | No | Yes | No | No
| Line frequency | No | No | No | No | No | Yes | Yes | No | No | No | No | No | Yes | No | No | No | No | No | No | No | No | No | No | No | No | No | No | No
| Luminaire % light output | No | No | No | Yes | No | No | No | No | No | No | Yes | No | No | No | Yes | No | No | No | No | No | Yes | Yes | Yes | Yes | No | Yes | No | No
| Luminaire % power | No | No | No | No | No | No | No | No | No | No | Yes | No | No | No | No | No | No | No | No | No | Yes | Yes | Yes | Yes | No | Yes | No | No
| Occupancy | No | No | No | Yes | No | No | No | No | No | No | Yes | No | No | No | Yes | Yes | No | No | No | Yes | Yes | Yes | Yes | Yes | No | Yes | No | No
| Photosensor | No | No | No | No | No | No | No | No | No | No | Yes | No | No | No | No | Yes | No | No | No | No | Yes | Yes | Yes | Yes | No | Yes | No | No
| Power | No | No | No | Yes | Yes | Yes | Yes | No | No | No | Yes | No | Yes | Yes | No | No | No | No | No | No | Yes | Yes | Yes | Yes | No | Yes | Yes | Yes
| Power, Apparent | No | No | No | No | No | Yes | Yes | No | No | No | No | No | No | No | No | No | No | No | No | No | No | No | No | No | No | Yes | No | No
| Power, Real | No | No | No | No | No | Yes | Yes | No | No | No | No | No | No | No | No | No | No | No | No | No | No | No | No | No | No | Yes | No | No
| Power, Reactive | No | No | No | No | No | Yes | Yes | No | No | No | No | No | No | No | No | No | No | No | No | No | No | No | No | No | No | Yes | No | No
| Power factor | No | No | No | No | No | Yes | Yes | No | No | No | No | No | Yes | No | No | No | No | No | No | No | No | No | No | No | No | Yes | No | No
| THD (Total Harmonic Distortion) | No | No | No | No | No | No | No | No | No | No | No | No | No | No | No | No | No | No | No | No | No | No | No | No | No | No | No | No
| Voltage | No | No | No | No | No | Yes | Yes | No | No | No | No | No | Yes | No | No | No | No | No | No | No | No | No | No | No | No | Yes | No | No
| Other (explain) | 0 |  | 0 | available through 3rd party BACnet integration | 0 | 0 | 0 | 0 | 0 | 0 | Peak Power for the efined Period | 0 | 0 | 0 | Zone Temperature | 0 | 0 | 0 | 0 | 0 | 0 | 0 | Peak Power for the efined Period | Peak Power for the defined Period | 0 | 0 | 0 | 0
Application Data
| Building size (ft^2) | No | No | No | No | No | No | No | No | No | No | No | No | No | No | Yes | No | No | No | No | No | No | No | No | No | No | No | No | No
| Building type (e.g. warehouse, school, office...) | No | No | No | No | No | No | No | No | No | No | No | No | Yes | No | Yes | No | No | No | No | No | No | No | No | No | No | Yes | No | No
| Climate zone | No | No | No | No | No | No | No | No | No | No | Yes | No | No | No | No | No | No | No | No | No | No | No | Yes | Yes | No | No | No | No
| Country | No | No | No | No | No | No | No | No | No | No | No | No | Yes | No | Yes | No | No | No | No | No | No | No | No | No | No | No | Yes | No
| Luminaire type | No | No | No | No | No | No | No | No | No | No | Yes | No | No | No | No | No | No | No | No | No | No | No | Yes | Yes | No | No | No | No
| Luminaire wattage (new) | No | No | No | No | No | No | No | No | No | No | Yes | No | No | No | Yes | No | No | No | No | No | No | No | Yes | Yes | No | No | No | No
| Luminaire wattage (previous) | No | No | No | No | No | No | No | No | No | No | No | No | Yes | No | Yes | No | No | No | No | No | No | No | No | No | No | No | No | No
| Space type (e.g. corridor, conference room, bathroom…) | No | No | No | No | No | No | No | No | No | No | Yes | No | No | No | No | No | No | No | No | No | No | No | Yes | Yes | No | Yes | No | No
| State or Province | No | No | No | No | No | Yes | Yes | No | No | No | Yes | No | Yes | No | Yes | No | No | No | No | No | No | No | Yes | Yes | No | No | Yes | No
| Other (explain) | 0 | Zone / room | 0 | 0 | 0 | 0 | 0 | 0 | 0 | 0 | 0 | 0 | Any combination of data is available at customer request | 0 | 0 | 0 | 0 | 0 | 0 | 0 | 0 | 0 | 0 | 0 | 0 | 0 | GPS Data of each lamp as there is a beacon in each end cap for asset tracking and indoor navigation | 0
What data is available from energy monitoring, on a GUI (Graphical User Interface)?
Interval Data
| Current | No | No | No | No | No | Yes | Yes | No | No | No | Yes | No | No | No | No | No | No | No | No | No | Yes | Yes | Yes | Yes | No | Yes | No | No
| Energy | Yes | Yes | No | Yes | No | Yes | Yes | No | No | Yes | Yes | No | No | Yes | Yes | Yes | No | No | No | Yes | Yes | Yes | Yes | Yes | No | Yes | No | Yes
| Line frequency | No | No | No | No | No | Yes | Yes | No | No | No | No | No | No | No | No | No | No | No | No | No | No | No | No | No | No | No | No | No
| Luminaire % light output | No | No | No | No | No | No | No | No | Yes | Yes | Yes | No | Yes | Yes | Yes | Yes | No | No | No | Yes | Yes | Yes | Yes | Yes | No | No | No | No
| Luminaire % power | No | No | No | No | No | No | No | No | No | Yes | Yes | No | No | No | No | Yes | No | No | No | No | Yes | Yes | Yes | Yes | No | No | No | No
| Occupancy | No | No | No | Yes | No | No | No | No | Yes | Yes | Yes | No | Yes | Yes | Yes | Yes | No | No | No | Yes | Yes | Yes | Yes | Yes | No | Yes | Yes | No
| Photosensor | No | No | No | No | No | No | No | No | No | Yes | Yes | No | No | No | No | Yes | No | No | No | No | Yes | Yes | Yes | Yes | No | Yes | Yes | No
| Power | No | No | No | Yes | No | Yes | Yes | No | Yes | Yes | Yes | No | Yes | No | No | Yes | No | No | No | No | Yes | Yes | Yes | Yes | No | Yes | Yes | No
| Power, Apparent | No | No | No | No | No | Yes | Yes | No | No | No | No | No | No | No | No | No | No | No | No | No | Yes | Yes | No | No | No | Yes | No | No
| Power, Real | No | No | No | No | No | Yes | Yes | No | No | No | Yes | No | No | Yes | No | No | No | Yes | Yes | No | Yes | Yes | Yes | Yes | No | Yes | No | No
| Power, Reactive | No | No | No | No | No | Yes | Yes | No | No | No | No | No | No | No | No | No | No | No | No | No | Yes | Yes | No | No | No | Yes | No | No
| Power factor | No | No | No | No | No | Yes | Yes | No | No | No | No | No | No | No | No | No | No | No | No | No | Yes | Yes | No | No | No | Yes | No | No
| THD (Total Harmonic Distortion) | No | No | No | No | No | No | No | No | No | No | No | No | No | No | No | No | No | No | No | No | No | No | No | No | No | No | No | No
| Voltage | No | No | No | No | No | Yes | Yes | No | No | No | No | No | No | No | No | No | No | Yes | Yes | No | Yes | Yes | No | No | No | Yes | No | No
| Other (explain) | 0 | 0 | 0 | 0 | 0 | 0 | 0 | 0 | 0 | 0 | 0 | 0 | 0 | 0 | Zone Temperature | Shade Status. | 0 | 0 | 0 | 0 | 0 | 0 | 0 | 0 | 0 | 0 | Lamp % output | 0
Application Data
| Building size (ft^2) | No | No | No | No | No | No | No | No | No | Yes | No | No | No | No | Yes | No | No | No | No | No | No | No | No | No | No | No | Yes | No
| Building type (e.g. warehouse, school, office...) | No | No | No | No | No | No | No | No | No | Yes | No | No | No | No | Yes | No | No | No | No | No | No | No | No | No | No | Yes | No | No
| Climate zone | No | No | No | No | No | No | No | No | No | Yes | Yes | No | No | No | No | No | No | No | No | No | No | No | Yes | Yes | No | No | No | No
| Country | No | No | No | No | No | No | No | No | No | Yes | Yes | No | No | No | Yes | No | No | No | No | No | No | No | Yes | Yes | No | No | No | No
| Luminaire type | Yes | No | No | No | No | No | No | No | No | Yes | Yes | No | No | No | No | No | No | No | No | No | No | No | Yes | Yes | No | No | No | No
| Luminaire wattage (new) | Yes | No | No | Yes | No | No | No | No | No | Yes | Yes | No | Yes | No | Yes | No | No | No | No | No | No | No | Yes | Yes | No | No | No | No
| Luminaire wattage (previous) | No | No | No | No | No | No | No | No | No | Yes | No | No | Yes | No | Yes | No | No | No | No | No | No | No | No | No | No | No | No | No
| Space type (e.g. corridor, conference room, bathroom…) | No | No | No | Yes | No | No | No | No | No | Yes | Yes | No | No | No | No | No | No | No | No | No | No | No | Yes | Yes | No | Yes | No | No
| State or Province | No | No | No | No | No | Yes | Yes | No | No | Yes | Yes | No | Yes | No | Yes | No | No | No | No | No | No | No | Yes | Yes | No | No | Yes | No
| Other (explain) | 0 | 0 | 0 | 0 | 0 | 0 | 0 | 0 | 0 | 0 | 0 | 0 | Zone name | 0 | 0 | 0 | 0 | 0 | 0 | 0 | 0 | 0 | 0 | 0 | 0 | 0 | 0 | 0
What data is available from energy monitoring, through an API (Application Program Interface)?
Interval Data
| Current | No | No | No | No | No | No | No | No | No | No | Yes | No | No | No | No | No | No | Yes | Yes | No | Yes | Yes | Yes | Yes | No | No | No | No
| Energy | No | Yes | No | No | No | No | No | No | No | No | Yes | No | No | No | No | No | No | No | No | No | Yes | Yes | Yes | Yes | No | No | No | No
| Line frequency | No | No | No | No | No | No | No | No | No | No | No | No | No | No | No | No | No | Yes | Yes | No | No | No | No | No | No | No | No | No
| Luminaire % light output | No | No | No | No | No | No | No | No | No | No | Yes | No | No | No | No | No | No | No | No | No | Yes | Yes | Yes | Yes | No | No | No | Yes
| Luminaire % power | Yes | No | No | No | No | No | No | No | No | No | Yes | No | No | No | No | No | No | No | No | No | No | Yes | Yes | Yes | No | No | No | No
| Occupancy | No | No | No | No | No | No | No | No | No | No | Yes | No | No | No | Yes | No | No | Yes | Yes | No | Yes | Yes | Yes | Yes | No | No | No | Yes
| Photosensor | No | No | No | No | No | No | No | No | No | No | Yes | No | No | No | No | No | No | No | No | No | Yes | Yes | Yes | Yes | No | No | Yes | No
| Power | Yes | No | No | No | No | No | No | No | No | No | Yes | No | No | No | No | No | No | No | No | No | Yes | Yes | Yes | Yes | No | No | Yes | Yes
| Power, Apparent | No | No | No | No | No | No | No | No | No | No | No | No | No | No | No | No | No | Yes | Yes | No | Yes | Yes | No | No | No | No | No | No
| Power, Real | No | No | No | No | No | No | No | No | No | No | No | No | No | No | No | No | No | Yes | Yes | No | Yes | Yes | No | No | No | No | No | No
| Power, Reactive | No | No | No | No | No | No | No | No | No | No | No | No | No | No | No | No | No | Yes | Yes | No | Yes | Yes | No | No | No | No | No | No
| Power factor | No | No | No | No | No | No | No | No | No | No | No | No | No | No | No | No | No | Yes | Yes | No | Yes | Yes | No | No | No | No | No | No
| THD (Total Harmonic Distortion) | No | No | No | No | No | No | No | No | No | No | No | No | No | No | No | No | No | No | No | No | No | No | No | No | No | No | No | No
| Voltage | No | No | No | No | No | No | No | No | No | No | No | No | No | No | No | No | No | Yes | Yes | No | Yes | Yes | No | No | No | No | No | No
| Other (explain) | 0 | 0 | 0 | 0 | 0 | 0 | 0 | 0 | 0 | 0 | Schedule DR events, Get Switch Group Info., Get PlugLoad Sensor details while using a REST API | 0 | 0 | 0 | Temperature, CO2, Humidity, Illuminance | 0 | 0 | 0 | 0 | 0 | 0 | 0 | Schedule DR events, Get Switch Group Info., Get PlugLoad Sensor details while using a REST API | Schedule DR events, Get Switch Group Info., Get PlugLoad Sensor details while using a REST API | 0 | 0 | Lamp % light output | Plug Load Power
Application Data
| Building size (ft^2) | No | No | No | No | No | No | No | No | No | No | No | No | No | No | Yes | No | No | No | No | No | No | No | No | No | No | No | No | No
| Building type (e.g. warehouse, school, office...) | No | No | No | No | No | No | No | No | No | No | No | No | No | No | Yes | No | No | No | No | No | No | No | No | No | No | No | No | No
| Climate zone | No | No | No | No | No | No | No | No | No | No | Yes | No | No | No | No | No | No | No | No | No | No | No | Yes | Yes | No | No | No | No
| Country | No | No | No | No | No | No | No | No | No | No | No | No | No | No | Yes | No | No | No | No | No | No | No | No | No | No | No | Yes | No
| Luminaire type | No | No | No | No | No | No | No | No | No | No | Yes | No | No | No | No | No | No | No | No | No | No | No | Yes | Yes | No | No | No | No
| Luminaire wattage (new) | No | No | No | No | No | No | No | No | No | No | Yes | No | No | No | No | No | No | No | No | No | No | No | Yes | Yes | No | No | Yes | No
| Luminaire wattage (previous) | No | No | No | No | No | No | No | No | No | No | Yes | No | No | No | No | No | No | No | No | No | No | No | Yes | Yes | No | No | No | No
| Space type (e.g. corridor, conference room, bathroom…) | No | No | No | No | No | No | No | No | No | No | No | No | No | No | No | No | No | No | No | No | No | No | No | No | No | No | No | No
| State or Province | No | No | No | No | No | Yes | Yes | No | No | No | No | No | No | No | Yes | No | No | No | No | No | No | No | No | No | No | No | Yes | No
| Other (explain) | 0 | room/zone | 0 | 0 | 0 | 0 | 0 | 0 | 0 | 0 | 0 | 0 | 0 | 0 | 0 | 0 | 0 | 0 | 0 | 0 | 0 | 0 | 0 | 0 | 0 | 0 | 0 | 0
What is the format and content of the data output?
| CSV | No | Yes | No | No | No | Yes | Yes | No | No | Yes | Yes | No | Yes | Yes | Yes | Yes | No | No | No | Yes | Yes | Yes | Yes | Yes | No | Yes | Yes | Yes
| .PDF | Yes | No | No | No | No | Yes | Yes | No | No | No | Yes | No | No | No | Yes | No | No | No | No | No | No | No | Yes | Yes | No | Yes | Yes | Yes
| .PNG | No | No | No | No | No | No | No | No | No | Yes | No | No | No | No | Yes | No | No | No | No | No | No | No | No | No | No | No | No | No
| .XLSX | No | No | No | No | No | No | No | No | No | No | No | No | No | No | No | No | No | No | No | No | No | No | No | No | No | Yes | No | Yes
| BACnet | Yes | No | No | Yes | No | Yes | Yes | No | No | No | Yes | No | No | No | No | Yes | No | No | No | No | Yes | Yes | Yes | Yes | No | Yes | No | Yes
| gbXML 6.01 | No | No | No | No | No | No | No | No | No | No | No | No | No | No | No | No | No | No | No | No | No | No | No | No | No | No | No | No
| Green Button | No | No | No | No | No | No | No | No | No | No | No | No | No | No | No | No | No | No | No | No | No | No | No | No | No | No | No | No
| Haystack | No | No | No | No | No | No | No | No | No | No | No | No | No | No | Yes | No | No | No | No | No | No | No | No | No | No | No | No | No
| hpXML BPI-2100-S-2013 1.1.1 | No | No | No | No | No | No | No | No | No | No | No | No | No | No | No | No | No | No | No | No | No | No | No | No | No | No | No | No
| Niagara | No | No | No | No | No | Yes | Yes | No | No | No | No | No | No | No | No | No | No | No | No | No | No | No | No | No | No | Yes | No | No
| OCF Open Connectivity Foundation | No | No | No | No | No | No | No | No | No | No | No | No | No | No | No | No | No | No | No | No | No | No | No | No | No | No | No | No
| TALQ | No | No | No | No | No | No | No | No | No | No | No | No | No | No | No | No | No | No | No | No | No | No | No | No | No | No | No | No
| XML | No | No | No | No | No | No | No | No | No | No | No | No | No | No | No | No | No | No | No | No | No | No | No | No | No | No | No | No
| Custom per user request | No | No | No | No | No | No | No | No | No | No | No | No | No | No | No | No | No | No | No | No | No | No | No | No | No | No | No | No
| Other (explain) | 0 | 0 | 0 | 0 | 0 | 0 | 0 | 0 | 0 | 0 | 0 | 0 | 0 | 0 | 0 | 0 | 0 | JSON via REST API | JSON via REST API | 0 | 0 | 0 | 0 | 0 | 0 | 0 | 0 | 0
Does your customer contract offer a clause making energy data available to support energy efficiency rebates and incentives? |  | No | No | No | No | No | No | No | No | No | No | Yes | No | No | No | No | No | No | No | No | No | No | No | Yes | Yes | No | Yes | Yes | No
Does your customer contract offer a clause making anonymized energy data available for research on energy savings? |  | No | No | No | No | No | No | No | No | No | No | Yes | No | No | No | No | No | No | No | No | No | No | No | Yes | Yes | No | Yes | Yes | No
11) | Energy Monitoring
12) | Device Monitoring / Remote Diagnostics
Definition: The capability to monitor, diagnose, and report operational performance including system and/or component failures. |  | Yes | Yes | No | Yes | Yes | No | No | No | No | No | Yes | No | No | Yes | No | No | No | No | No | Yes | Yes | Yes | Yes | Yes | No | Yes | Yes | No
Does the system have Device Monitoring/Remote Diagnostics capability? |  | Yes | Yes | Yes | Yes | Yes | Yes | Yes | No | No | Yes | Yes | No | Yes | Yes | Yes | Yes | No | Yes | Yes | Yes | Yes | Yes | Yes | Yes | No | Yes | Yes | Yes
What system characteristics can be monitored, diagnosed, and/or reported?
| Battery Level or Remaining Battery Life of wireless switches/sensors | No | Yes | Yes | No | No | No | No | No | No | Yes | Yes | No | No | Yes | Yes | No | No | No | No | No | No | No | Yes | Yes | No | Yes | Yes | No
| Communication Issues or faults | Yes | Yes | Yes | No | No | Yes | Yes | No | No | Yes | Yes | No | Yes | Yes | Yes | Yes | No | Yes | Yes | Yes | Yes | Yes | Yes | Yes | No | Yes | Yes | Yes
| Network Latency | Yes | No | No | No | No | No | No | No | No | Yes | No | No | No | Yes | No | No | No | No | No | No | No | No | No | No | No | Yes | No | No
| Network Signal Strength | Yes | No | No | No | No | Yes | Yes | No | No | Yes | No | No | Yes | Yes | No | No | No | Yes | Yes | No | No | No | No | No | No | Yes | Yes | Yes
| Status: online/offline devices | Yes | Yes | Yes | No | No | Yes | Yes | No | No | Yes | Yes | No | Yes | Yes | Yes | Yes | No | Yes | Yes | Yes | Yes | Yes | Yes | Yes | No | Yes | Yes | Yes
| Device errors | Yes | Yes | Yes | No | No | Yes | Yes | No | No | Yes | No | No | Yes | Yes | Yes | Yes | No | Yes | Yes | Yes | Yes | Yes | No | No | No | Yes | Yes | No
| Component failures: lamp, ballast, driver, light bar, etc. | Yes | No | No | No | Yes | No | No | No | No | Yes | Yes | No | Yes | No | Yes | Yes | No | Yes | Yes | Yes | No | No | Yes | Yes | No | Yes | No | No
| Remaining life: Lamp, Ballast, Driver, light far, etc. | No | No | No | No | Yes | No | No | No | No | Yes | No | No | No | No | No | Yes | No | No | No | No | No | No | No | No | No | No | No | No
| Other | 0 | 0 | 0 | low battery, lost communication | 0 | User Defined | User Defined | 0 | 0 | 0 | 0 | 0 | 0 | 0 | 0 | Low Battery Warning, Low Hard Disk Space, Load Shed Status | 0 | 0 | 0 | 0 | 0 | 0 | 0 | 0 | 0 | All DALI/Network Failures | 0 | 0
What mechanisms are provided to alert system problems or failures?
| Blinking LED luminaire | No | No | No | No | No | No | No | No | No | No | No | No | No | Yes | No | No | No | No | No | No | Yes | No | No | No | No | No | No | No
| Blinking local LED status lights | No | No | Yes | Yes | No | No | No | No | No | Yes | Yes | No | Yes | No | No | No | No | No | No | Yes | Yes | No | Yes | Yes | No | No | No | No
| Email notifications | Yes | Yes | No | No | No | Yes | Yes | No | No | Yes | Yes | No | Yes | Yes | Yes | Yes | No | Yes | Yes | No | No | No | Yes | Yes | No | Yes | No | No
| GUI alerts | Yes | Yes | No | No | No | Yes | Yes | No | No | Yes | No | No | Yes | Yes | Yes | Yes | No | Yes | Yes | Yes | Yes | Yes | No | No | No | Yes | Yes | No
| GUI map of offline devices | Yes | No | No | No | No | Yes | Yes | No | No | Yes | Yes | No | No | Yes | No | Yes | No | Yes | Yes | Yes | Yes | Yes | Yes | Yes | No | Yes | No | No
| GUI diagnostic page | No | No | Yes | No | No | No | No | No | No | Yes | No | No | Yes | No | No | Yes | No | Yes | Yes | Yes | Yes | Yes | No | No | No | Yes | Yes | No
| Outage reports | No | No | No | No | No | No | No | No | No | Yes | Yes | No | No | No | Yes | Yes | No | No | No | No | No | No | Yes | Yes | No | Yes | No | Yes
| Other | 0 | 0 | 0 | 0 | 0 | 0 | 0 | 0 | 0 | 0 | 0 | 0 | 0 | 0 | 0 | 0 | 0 | 0 | 0 | 0 | 0 | 0 | 0 | 0 | 0 | 0 | 0 | 0
12) | Device Monitoring / Remote Diagnostics
13) | User Interface
Definition: The type of interface used by the control system for reading and adjusting control system settings during system start-up, commissioning, and/or ongoing operation.
What is the User Interface platform(s)?
| App for Android | No | No | Yes | No | Yes | No | No | No | Yes | No | No | Yes | Yes | Yes | No | No | No | No | No | Yes | Yes | No | No | No | Yes | Yes | Yes | No
| App for IOS | No | Yes | No | No | No | No | No | No | Yes | No | No | Yes | Yes | Yes | No | Yes | No | No | No | Yes | Yes | No | No | No | Yes | Yes | Yes | No
| Local indicator lights | No | No | No | No | No | No | No | No | No | No | Yes | Yes | Yes | Yes | No | Yes | No | No | No | Yes | No | No | Yes | Yes | Yes | No | No | Yes
| Local pushbuttons or switches | No | No | No | Yes | No | Yes | No | No | No | No | Yes | No | Yes | Yes | No | Yes | No | Yes | Yes | Yes | Yes | No | Yes | Yes | Yes | Yes | No | Yes
| Remote control w/o display | No | Yes | No | Yes | No | Yes | No | No | No | No | No | No | No | No | No | Yes | No | No | No | No | No | No | No | No | No | Yes | No | No
| Remote control with display | No | No | No | No | No | No | No | No | No | Yes | No | No | No | No | No | No | Yes | No | No | No | No | No | No | No | No | Yes | No | Yes
| USB dongle for web browser or software | No | No | No | No | No | No | No | No | No | No | No | No | No | Yes | No | No | No | No | No | Yes | Yes | No | No | No | No | No | No | Yes
| Wall mounted control | No | Yes | No | Yes | No | No | No | No | Yes | Yes | Yes | No | Yes | Yes | No | Yes | No | Yes | Yes | No | Yes | No | Yes | Yes | Yes | Yes | No | No
| Web browser (Windows & IOS) | Yes | Yes | No | Yes | No | Yes | Yes | No | No | Yes | Yes | No | Yes | No | Yes | Yes | No | Yes | Yes | Yes | Yes | Yes | Yes | Yes | No | Yes | Yes | Yes
| Windows-based software program | No | No | No | No | No | No | No | No | No | Yes | No | No | No | Yes | No | Yes | No | No | No | Yes | Yes | Yes | No | No | No | Yes | No | Yes
Does the system have the capability to upload a floorplan? |  | Yes | Yes | No | No | No | Yes | Yes | No | No | Yes | Yes | No | No | Yes | Yes | Yes | No | Yes | Yes | Yes | Yes | Yes | Yes | Yes | No | Yes | Yes | No
Does the system have the capability to modify settings that are displayed on a floorplan? |  | Yes | No | No | No | No | Yes | Yes | No | No | Yes | Yes | No | No | No | Yes | Yes | No | No | No | Yes | Yes | Yes | Yes | Yes | No | No | No | No
Does the User Interface utilize two-way communication? (i.e. can it both read settings from the device and adjust settings?) |  | Yes | Yes | Yes | Yes | Yes | Yes | Yes | No | Yes | Yes | Yes | Yes | Yes | No | Yes | Yes | Yes | Yes | Yes | Yes | Yes | Yes | Yes | Yes | Yes | No | No | Yes
Can the User Interface display existing system settings? |  | Yes | Yes | Yes | Yes | Yes | Yes | Yes | No | Yes | Yes | Yes | Yes | Yes | No | Yes | Yes | Yes | Yes | Yes | Yes | Yes | Yes | Yes | Yes | Yes | Yes | Yes | Yes
Notes, if needed |  | 0 | 0 | 0 | 0 | 0 | 0 | 0 | the software is only present during commissioning. | 0 | 0 | 0 | 0 | 0 | 0 | 0 | 0 | 0 | 0 | 0 | 0 | 0 | 0 | 0 | 0 | 0 | 0 | 0 | 0
13) | User Interface
14) | Luminaire Level Lighting Control, Integrated
Definition: The capability to have a networked occupancy sensor and ambient light sensor installed for each luminaire, and directly integrated or embedded into the luminaire form factor during the luminaire manufacturing process. In addition to these
Does the system have the capability to integrate/embed an occupancy sensor and ambient light sensor directly into a luminaire at the time of manufacture; and also satisfy the Control Persistence capability? |  | No | No | Yes | Yes | Yes | No | No | No | Yes | No | Yes | Yes | Yes | Yes | No | No | Yes | No | No | Yes | Yes | Yes | Yes | Yes | No | No | No | No
| What manufacturer(s) and what luminaires are available with the sensors and network interface embedded? Please provide list of all manufacturers and families/sub-brands/styles available. Please note if you would like this information to not be listed pub | 0 | N/A | LG Luminiares and Retofit Kits with Sensor Connect Option (Performance Troffer ; Simple Choice Troffer ; Commercial Retrofit Downlight ; Performance High-Bay ; T8 Tube Retrofit Kit ; Retrofit Board & Driver Kit) | http://www.lutron.com/en-us/pages/hpfl/hpfl.aspx | Available from a growing list of manufacturers including but not limited to: Hubbell Lighting, ILP, Mercury Lighting, Philips Lighting | 0 | 0 | 0 | http://www.cooperindustries.com/content/public/en/lighting/brands/connected_systems/wavelinx.html Select a product, to see compatible luminaires | See below the list of OEMs for Network Interface embedded luminaires: Forum Inc., Focal Point LLC, Harris Aircarft Inc., Visa Lighting Corp, Renova Lighting Systes Inc., Energy Planning Associates Corp, Arrow Electron | Eaton/Cooper, Pinnacle Lighting, ILP, Finelite, Focal Point, Amerlux, Axis, Fluxwerx and several others. | Available in select Lithonia, Peerless, and Mark Architectural Lighting luminaires, for commercial indoor lighting applications. See this page for a list of luminaires available with nLight AIR: http://www.acuitybrands.com/products/controls/nlightair#50 | RAB /LCS Fixtures | ILP flat lens troffer; ILP VOLA; ILP Volumetric Troffer; Mercury LR and LM series; ESI LX, VH, DT and ME series; Orion ISON; APOLLO and HARRIS series; and others | 0 | 0 | ZR Series Troffers CR Series Troffers CS Linear Luminaires LN Linear Luminaires KR Downlights | 0 | 0 | Digital Lumens DLE, CLE, and ILE fixture families. | Available in select Lithonia, Gotham, Mark, Peerless, HealthCarem, Winona and Juno fixtures. See this page for a list of luminaires available with nLight embedded controls and sensors: http://www.acuitybrands.com/products/controls/nlight#6ebdd35f-32cf- | Available in select Lithonia and Holophane luminaires, for parking garage and high bay applications. Must use an XPoint option that includes occupancy and daylight sensing. See this page for a list of luminaires available with Xpoint Wireless sensors: ht | Eaton/Cooper(Metalux, Corelite) | Eaton/Cooper,McGraw-Edsion, Lumark, InVue, Streetworks | 0 | 0 | 0 | 0
14) | Luminaire Level Lighting Control, Integrated
15) | Personal Control
Definition: The capability for individual users to adjust to their personal preferences, via networked means, the illuminated environment of a light fixture or group on of light fixtures in a specific task area. The system must be clearly designed for t
Does the system have personal control capability? |  | No | Yes | Yes | Yes | Yes | Yes | No | No | Yes | Yes | Yes | No | Yes | Yes | Yes | Yes | No | No | No | Yes | Yes | Yes | Yes | No | No | Yes | Yes | Yes
What interface does the personal control use?
| App for Android | No | No | No | No | No | No | No | No | Yes | No | No | No | Yes | Yes | No | No | No | No | No | Yes | No | No | No | No | No | Yes | Yes | No
| App for IOS | No | Yes | No | No | No | No | No | No | Yes | No | No | No | Yes | Yes | No | No | No | No | No | Yes | Yes | Yes | No | No | No | Yes | Yes | No
| Local wireless dimmer switch | No | Yes | Yes | Yes | Yes | No | No | No | No | Yes | Yes | No | Yes | Yes | Yes | Yes | No | No | No | No | No | No | Yes | No | No | Yes | No | Yes
| Remote control w/o display | No | Yes | No | Yes | No | No | No | No | No | No | No | No | No | No | No | Yes | No | No | No | No | No | No | No | No | No | Yes | No | No
| Remote control with display | No | No | No | No | No | No | No | No | No | Yes | No | No | No | No | No | No | No | No | No | No | No | No | No | No | No | Yes | No | No
| Web browser (Windows & IOS) | No | Yes | No | Yes | No | Yes | No | No | No | Yes | Yes | No | Yes | No | Yes | Yes | No | No | No | Yes | Yes | Yes | No | No | No | Yes | No | No
| Windows-based software program | No | No | No | No | No | No | No | No | No | Yes | No | No | No | Yes | No | No | No | No | No | Yes | Yes | Yes | No | No | No | Yes | No | No
Can luminaires be zoned/grouped for personal control? |  | No | Yes | Yes | Yes | Yes | Yes | No | No | Yes | Yes | Yes | No | Yes | Yes | Yes | Yes | No | No | No | Yes | Yes | Yes | Yes | No | No | Yes | Yes | No
Does the system automatically learn/adapt to a user's personal control preferences? |  | No | No | No | No | No | No | No | No | No | Yes | No | No | No | No | Yes | No | No | No | No | no | No | No | No | No | No | No | No | No
| If so, what are the results? | 0 | 0 | 0 | 0 | 0 | 0 | 0 | remembers the last known setting. | 0 | In response to occupancy or time schedule signal, lights turn on as per default scene settings | 0 | 0 | 0 | 0 | Previous On Level | 0 | 0 | 0 | 0 | App opens to user's control fixture/group automatically | 0 | 0 | 0 | 0 | 0 | 0 | 0 | 0
Can the system report out personal control settings? |  | No | Yes | No | Yes | No | Yes | No | No | Yes | Yes | No | No | Yes | Yes | Yes | Yes | No | No | No | Yes | No | No | No | No | No | Yes | No | No
| If so, how? | 0 | Energy consumption settings can be separated out by room (pg. 26 of P-5302 user manual) by clicking Source in the graph in the interface and selecting a perspective room/area | 0 | via BACnet | 0 | 0 | 0 | 0 | 0 | see row 412 above | 0 | 0 | Viewable in GUI | 0 | Using ControlScope Manager | The GUI can display the historic light levels chosen by the occupant. | 0 | 0 | 0 | Web and mobile interface | 0 | 0 | 0 | 0 | 0 | Programming in the processor and the display unit | 0 | 0
15) | Personal Control
16) | Load Shedding (Demand Response)
Definition: The ability to reduce the energy consumption of a lighting system, in a pre-defined way, on a temporary basis, in response to a demand response signal. The method by which the system implements this capability must be clearly described in the
Does the system have load-shedding/demand response capability? |  | Yes | Yes | No | Yes | No | Yes | Yes | No | Yes | Yes | Yes | No | Yes | Yes | Yes | Yes | No | No | No | No | Yes | Yes | Yes | Yes | Yes | No | Yes | Yes
Does the system have the ability to implement demand response via an external signal? |  | Yes | Yes | No | Yes | No | No | No | No | No | Yes | Yes | No | Yes | Yes | Yes | Yes | No | No | No | No | Yes | Yes | Yes | Yes | Yes | No | Yes | Yes
If yes, how?
| BACnet | No | No | No | Yes | No | No | No | No | No | Yes | Yes | No | No | No | No | Yes | No | No | No | No | Yes | Yes | Yes | Yes | No | No | No | Yes
| Dry contact | Yes | No | No | Yes | No | No | No | No | No | No | No | No | No | No | No | Yes | No | No | No | No | Yes | Yes | No | No | Yes | No | No | Yes
| OpenADR via internet | No | Yes | No | No | No | No | No | No | No | No | Yes | No | No | No | Yes | No | No | No | No | No | Yes | Yes | Yes | Yes | No | No | Yes | No
| Programmed digital switch | No | No | No | No | No | No | No | No | No | No | No | No | No | No | No | Yes | No | No | No | No | Yes | Yes | No | No | No | No | No | No
| Third Party hardware and software | No | No | No | No | No | No | No | No | No | No | No | No | No | No | No | Yes | No | No | No | No | No | No | No | No | No | No | No | No
| Other | 0 | 0 | 0 | 0 | 0 | 0 | 0 | 0 | mobile app | 0 | 0 | 0 | Via GUI or internet | Venrgy software | 0 | 0 | 0 | 0 | 0 | 0 | 0 | 0 | 0 | 0 | 0 | 0 | 0 | 0
Does the system have the ability to report real-time power reduction? |  | No | No | No | No | No | Yes | Yes | No | No | Yes | Yes | No | Yes | No | No | Yes | No | No | No | No | Yes | Yes | Yes | Yes | No | No | No | Yes
| If yes, how? | 0 | 0 | 0 | 0 | 0 | Using the Veris E50 meter to monitor circuits, immediate consumption data is available. | Using the Veris E50 meter to monitor circuits, immediate consumption data is available. | throught the DR status message sent back it will tell you the reduction percentage | 0 | 22p43, steps 3/4 | 0 | 0 | GUI | 0 | Using ControlScope Manager | Instantaneous power is displayed in the GUI. | 0 | 0 | 0 | 0 | via BACnet | via BACnet | 0 | 0 | 0 | 0 | 0 | See LMSM Guide
Does the system comply with the OpenADR Standard? |  | No | Yes | No | No | No | No | No | No | No | No | Yes | No | No | No | Yes | No | No | No | No | No | Yes | Yes | Yes | Yes | No | No | Yes | Yes
If yes, what version of OpenADR?
| 1.0 | No | No | No | No | No | No | No | No | No | No | Yes | No | No | No | Yes | No | No | No | No | No | No | No | Yes | Yes | No | No | No | Yes
| 2.0a | No | Yes | No | No | No | No | No | No | No | No | Yes | No | No | No | Yes | No | No | No | No | No | Yes | Yes | Yes | Yes | No | No | No | No
| 2.0b | No | No | No | No | No | No | No | No | No | No | Yes | No | No | No | No | No | No | No | No | No | No | No | Yes | Yes | No | No | Yes | No
Is the OpenADR device tested and verified for OpenADR compliance, and listed in the OpenADR certified products database? |  | No | Yes | No | No | No | No | No | No | No | No | Yes | No | No | No | Yes | No | No | No | No | No | No | No | Yes | Yes | No | No | Yes | No
Does the system follow the GMLC (Grid Modernization Lab Consortium) draft Recommended Practice? |  | No | No | No | No | No | No | No | No | No | No | No | No | No | No | No | No | No | No | No | No | No | No | No | No | No | No | No | No
16) | Load Shedding (Demand Response)
17) | Plug Load Control
Definition: The capability to control the power delivered to receptacles through scheduling or occupancy sensing. The method by which the system implements this capability must be clearly described in the Reference document(s).
Is plug load control available? |  | No | Yes | No | Yes | No | Yes | Yes | No | Yes | Yes | Yes | No | Yes | Yes | Yes | Yes | No | No | No | No | Yes | Yes | Yes | Yes | Yes | Yes | No | Yes
What method is used?
| Smart outlet with integrated control | No | No | No | Yes | No | Yes | Yes | No | Yes | No | No | No | No | No | Yes | No | No | No | No | No | No | Yes | No | No | No | No | No | Yes
| Circuit level relay switch | No | Yes | No | Yes | No | No | No | No | Yes | Yes | Yes | No | Yes | Yes | Yes | Yes | No | No | No | No | Yes | Yes | Yes | Yes | Yes | Yes | No | Yes
| Other (explain) | 0 | Control for individual outlet in J-box | 0 | 0 | 0 | 0 | 0 | 0 | 0 | 0 | 0 | 0 | 0 | 0 | 0 | 0 | 0 | 0 | 0 | 0 | 0 | 0 | 0 | 0 | 0 | 0 | 0 | Relay Panel
What are the available control strategies?
| BACnet signal | No | No | No | Yes | No | No | No | No | No | No | No | No | Yes | No | Yes | Yes | No | No | No | No | Yes | Yes | No | No | No | Yes | No | Yes
| Demand response | No | No | No | Yes | No | No | No | No | No | No | Yes | No | Yes | No | Yes | No | No | No | No | No | Yes | Yes | Yes | Yes | No | Yes | No | Yes
| Manual control | No | No | No | Yes | No | Yes | Yes | No | Yes | Yes | Yes | No | Yes | Yes | Yes | Yes | No | No | No | No | Yes | Yes | Yes | Yes | Yes | Yes | No | Yes
| Occupancy | No | Yes | No | Yes | No | Yes | Yes | No | Yes | Yes | Yes | No | Yes | Yes | Yes | Yes | No | No | No | No | Yes | Yes | Yes | Yes | Yes | Yes | No | Yes
| Personal control | No | Yes | No | Yes | No | Yes | Yes | No | Yes | Yes | Yes | No | Yes | Yes | Yes | Yes | No | No | No | No | Yes | Yes | Yes | No | Yes | Yes | No | No
| Scheduling | No | Yes | No | Yes | No | Yes | Yes | No | Yes | Yes | Yes | No | Yes | Yes | Yes | Yes | No | No | No | No | Yes | Yes | Yes | Yes | Yes | Yes | No | Yes
| Web/mobile interface | No | Yes | No | Yes | No | Yes | Yes | No | Yes | Yes | Yes | No | Yes | Yes | No | No | No | No | No | No | Yes | Yes | Yes | Yes | No | Yes | No | Yes
| Other (explain) | 0 | 0 | 0 | 0 | 0 | 0 | 0 | 0 | 0 | 0 | 0 | 0 | 0 | 0 | 0 | 0 | 0 | 0 | 0 | 0 | 0 | 0 | 0 | 0 | 0 | 0 | 0 | 0
Does the system have the ability to monitor and report energy use of plug loads? |  | No | Yes | No | Yes | No | Yes | Yes | No | No | Yes | Yes | No | Yes | No | Yes | No | No | No | No | No | Yes | Yes | Yes | Yes | No | Yes | No | Yes
17) | Plug Load Control
18) | External Systems Integration (e.g. BMS, EMS, HVAC, Lighting, API)
Definition: The capability to exchange data with other networked systems such as Building or Energy Management Systems (BMS/EMS), Heating Ventilation and Air Conditioning (HVAC) Systems, or other Lighting and Building Systems via some form of communicati
Does the system have the ability to communicate with other building systems or networks? |  | Yes | Yes | No | Yes | No | Yes | Yes | Yes | No | Yes | Yes | No | Yes | Yes | Yes | Yes | No | Yes | Yes | No | Yes | Yes | Yes | Yes | Yes | Yes | Yes | Yes
What other system(s) does the system communicate with?
| BMS (Building Management System) | Yes | Yes | No | Yes | No | Yes | Yes | Yes | No | Yes | Yes | No | Yes | Yes | Yes | Yes | No | Yes | Yes | No | Yes | Yes | Yes | Yes | Yes | Yes | No | Yes
| EMS (Energy Management System) | Yes | No | No | Yes | No | Yes | Yes | No | No | Yes | Yes | No | Yes | No | Yes | Yes | No | No | No | No | Yes | Yes | Yes | Yes | Yes | No | No | Yes
| HVAC (Heating Ventilation Air Conditioning) | No | No | No | Yes | No | Yes | Yes | Yes | No | Yes | Yes | No | Yes | Yes | Yes | Yes | No | No | No | No | Yes | Yes | Yes | Yes | Yes | Yes | Yes | Yes
| Lighting | No | No | No | Yes | No | Yes | Yes | Yes | No | No | Yes | No | Yes | Yes | Yes | Yes | No | No | No | No | Yes | Yes | Yes | Yes | No | Yes | No | No
| Other | 0 | 0 | 0 | 0 | 0 | 0 | 0 | 0 | 0 | 0 | 0 | 0 | 0 | 0 | 0 | Security system | 0 | REST API for custom integration | REST API for custom integration | 0 | Alarm, Fire, AutoDR, A/V | Alarm, Fire, AutoDR | 0 | 0 | 0 | 0 | 0 | 0
What communication protocols are supported?
| BACNet® /IP (ANSI SSPC 135) | Yes | Yes | No | Yes | No | Yes | Yes | Yes | No | Yes | Yes | No | Yes | Yes | Yes | Yes | No | Yes | Yes | No | Yes | Yes | Yes | Yes | No | Yes | No | Yes
| BACNet® /MSTP | No | Yes | No | No | No | No | No | Yes | No | No | No | No | No | No | No | No | No | Yes | Yes | No | Yes | Yes | No | No | No | Yes | No | Yes
| Bluetooth Low Energy | No | No | No | No | No | No | No | No | No | No | Yes | No | No | No | No | No | No | No | No | No | No | No | Yes | Yes | No | No | Yes | No
| Contact closure | No | No | No | Yes | No | No | No | Yes | No | Yes | Yes | No | Yes | No | No | Yes | No | Yes | Yes | No | Yes | Yes | Yes | Yes | Yes | No | No | Yes
| Ethernet | Yes | Yes | No | Yes | No | No | No | No | No | Yes | Yes | No | Yes | Yes | No | No | No | Yes | Yes | No | No | No | Yes | Yes | No | Yes | No | No
| LonWorks®/ RS-232, RS-485 | No | Yes | No | No | No | No | No | Yes | No | No | No | No | Yes | No | No | No | No | No | No | No | No | No | No | No | No | Yes | No | No
| Metasys® | No | Yes | No | No | No | No | No | No | No | No | No | No | No | No | No | No | No | No | No | No | No | No | No | No | No | No | No | No
| MODBUS® / RS-232, RS-485 | No | Yes | No | No | No | No | No | Yes | No | No | No | No | Yes | No | Yes | No | No | Yes | Yes | No | Yes | No | No | No | No | Yes | No | No
| MODBUS® TCP/IP | Yes | Yes | No | No | No | No | No | Yes | No | No | No | No | Yes | Yes | No | No | No | Yes | Yes | No | No | No | No | No | No | Yes | No | No
| NiagaraAX / Ethernet | No | No | No | No | No | Yes | Yes | En | No | Yes | No | No | No | No | No | No | No | No | No | No | No | Yes | No | No | No | Yes | No | Yes
| OpenADR / Ethernet | No | Yes | No | No | No | No | No | Yes | No | No | Yes | No | No | No | No | No | No | No | No | No | Yes | Yes | Yes | Yes | No | Yes | Yes | No
| Zigbee Light Link | No | No | No | No | No | No | No | No | No | No | No | No | No | No | No | No | No | No | No | No | No | No | No | No | No | No | No | No
| Other | 0 | 0 | 0 | 0 | 0 | 0 | 0 | 0 | 0 | ZigBee | 0 | 0 | 0 | 0 | 0 | RS-232 Public integration protocol, Raw TCP also Public integration protocol. | 0 | 0 | 0 | 0 | 0 | 0 | 0 | 0 | 0 | 0 | Wi-Fi | RS232
What components are required? |  | For some implementations, a Luxon Control Unit is required. | We have different Gateway options that speak with the Building Automation Systems. To do so, you just need the correctly associated Gateway for the perspective BAS. (See attached P-5254 Gateway Data Sheet) | 0 | 0 | 0 | License Key | License Key | Third party gateways are requied for each protocol. | 0 | 0 | Sensor, Gateway, PoE Switch, Energy Manager and possibly Control Unit and Wireless Switch | 0 | Lightcloud Integrator | Magnum eBox | System Controller | For IO integration a QSE-IO is required, for BACnet and Raw TCP no additional components are required. For RS-232 a QSE-CI-NWK-E is required. | 0 | BMS Gateway | BMS Gateway | 0 | BACNet/IP, BACNet MSTP, Ethernet: nECY Contact Closure: nIO RS-232, RS-485: nIO X NiagaraAX: nECY OpenADR: nECY, nADR | BACNet/IP, BACNet MSTP, Ethernet: nECY Contact Closure: nIO or XPA SIAC2 L2 NiagaraAX: nECY OpenADR: nECY, nADR | Sensor, Gateway, PoE Switch, Energy Manager and possibly Control Unit and Wireless Switch | Sensor, Gateway, PoE Switch, Energy Manager and possibly Control Unit and Wireless Switch | 0 | GLA-BMS | 0 | BACNet/IP LMSM or NB Router; BACNet MSTP LMBC; contact closure LMIN-104, NiagaraAX LMSM; RS232 LMDI-100
Are any components of the system certified for compliance with industry standards or specifications? |  | Yes | Yes | No | No | No | No | No | No | No | Yes | Yes | No | No | No | No | Yes | No | Yes | Yes | No | Yes | Yes | Yes | Yes | No | No | No | No
If yes, which components and which standards/specifications?
What data can be communicated with HVAC systems?
| Control strategy | No | No | No | No | No | No | No | No | No | No | No | No | No | Yes | Yes | No | No | No | No | No | No | No | No | No | No | Yes | Yes | No
| Energy usage | No | No | No | Yes | No | No | No | No | No | No | No | No | No | No | No | Yes | No | No | No | No | Yes | Yes | No | No | No | Yes | No | Yes
| Light level | No | Yes | No | Yes | No | Yes | Yes | No | No | Yes | No | No | No | No | Yes | Yes | No | No | No | No | Yes | Yes | No | No | No | Yes | No | Yes
| Light schedule | No | No | No | No | No | No | No | No | No | Yes | No | No | No | No | Yes | Yes | No | No | No | No | Yes | Yes | No | No | No | Yes | No | No
| Loadshed status | No | No | No | Yes | No | No | No | No | No | Yes | No | No | No | No | No | Yes | No | No | No | No | Yes | Yes | No | No | No | Yes | No | Yes
| Luminaire/power pack status | No | No | No | Yes | No | No | No | No | No | No | No | No | Yes | No | Yes | Yes | No | No | No | No | Yes | Yes | No | No | No | Yes | No | Yes
| Manual override status | No | No | No | No | No | No | No | No | No | No | No | No | No | Yes | Yes | No | No | No | No | No | No | No | No | No | No | Yes | No | Yes
| Occupancy status | No | Yes | No | Yes | No | Yes | Yes | No | No | Yes | Yes | No | Yes | Yes | Yes | Yes | No | No | No | No | Yes | Yes | Yes | Yes | Yes | Yes | Yes | Yes
| Operation and fan modes | No | No | No | No | No | Yes | Yes | No | No | No | No | No | No | Yes | Yes | No | No | No | No | No | No | No | No | No | No | No | No | No
| Remote sensor data | No | No | No | No | No | Yes | Yes | No | No | No | No | No | No | Yes | Yes | Yes | No | No | No | No | Yes | Yes | No | No | No | No | No | No
| Temperature set point | No | No | No | No | No | Yes | Yes | No | No | No | No | No | No | Yes | No | No | No | No | No | No | No | No | No | No | No | No | Yes | No
| Thermostat status | No | No | No | No | No | Yes | Yes | No | No | No | No | No | No | Yes | Yes | No | No | No | No | No | No | No | No | No | No | No | No | No
| User inputs | No | No | No | Yes | No | No | No | No | No | No | No | No | No | Yes | No | Yes | No | No | No | No | No | No | No | No | No | Yes | No | No
| Other (explain) | 0 | 0 | 0 | 0 | 0 | 0 | 0 | 0 | 0 | 0 | 0 | 0 | 0 | 0 | 0 | 0 | 0 | 0 | 0 | 0 | 0 | 0 | 0 | 0 | 0 | 0 | 0 | 0
Does the system provide an API? |  | No | No | No | No | No | No | No | No | No | No | Yes | No | No | No | Yes | No | No | Yes | Yes | No | Yes | Yes | Yes | Yes | No | No | Yes | No
Does the API accept input of operational commands? |  | No | No | No | No | No | No | No | No | No | No | Yes | No | No | No | No | No | No | Yes | Yes | No | Yes | Yes | Yes | Yes | No | No | Yes | No
Is API documentation available to customers? |  | No | No | No | No | No | No | No | No | No | No | Yes | No | No | No | Yes | No | No | Yes | Yes | No | Yes | Yes | Yes | Yes | No | No | Yes | No
Is an NDA (Non Disclosure Agreement) required, for customer access to API documentation? |  | No | No | No | No | No | No | No | No | No | No | No | No | No | No | No | No | No | Yes | Yes | No | No | No | No | No | No | No | Yes | No
Is the API available to third-party developers? |  | No | No | No | No | No | No | No | No | No | No | Yes | No | No | No | Yes | No | No | Yes | Yes | No | Yes | Yes | Yes | Yes | No | No | Yes | No
Is an NDA (Non Disclosure Agreement) required, for third-party developer access to the API? |  | No | No | No | No | No | No | No | No | No | No | No | No | No | No | Yes | No | No | Yes | Yes | No | No | No | No | No | No | No | Yes | No
Does the API comply with any industry standards?
| C++ Standard Template Library | No | No | No | No | No | No | No | No | No | No | No | No | No | No | No | No | No | No | No | No | No | No | No | No | No | No | No | No
| IEEE POSIX | No | No | No | No | No | No | No | No | No | No | No | No | No | No | No | No | No | No | No | No | No | No | No | No | No | No | No | No
| IoTivity | No | No | No | No | No | No | No | No | No | No | No | No | No | No | No | No | No | No | No | No | No | No | No | No | No | No | No | No
| Java API | No | No | No | No | No | No | No | No | No | No | Yes | No | No | No | Yes | No | No | No | No | No | No | No | Yes | Yes | No | No | Yes | No
| Microsoft Windows API | No | No | No | No | No | No | No | No | No | No | No | No | No | No | No | No | No | No | No | No | No | No | No | No | No | No | No | No
| OpenAPI | No | No | No | No | No | No | No | No | No | No | No | No | No | No | Yes | No | No | No | No | No | No | No | No | No | No | No | No | No
| TALQ | No | No | No | No | No | No | No | No | No | No | No | No | No | No | No | No | No | No | No | No | No | No | No | No | No | No | No | No
| Other | 0 | 0 | 0 | 0 | 0 | 0 | 0 | 0 | 0 | 0 | 0 | 0 | 0 | 0 | RESTful | 0 | 0 | JSON via REST API | JSON via REST API | 0 | REST API | REST API | 0 | 0 | 0 | 0 | Go (Google API Platform) | 0
18) | External Systems Integration (e.g. BMS, EMS, HVAC, Lighting, API)
19) | Emergency Lighting
The capability of a system’s luminaires to interact with one or more of the following emergency power sources: 1) on-luminaire battery backup, 2) remote source (generator or central battery), switched at luminaire, 3) remote source (generator
Does the system interact with one or more of the following emergency power sources:
| On-luminaire battery backup? URL with documentation: | 0 | By request at http://www.audacywireless.com/contact-us.aspx | 0 | http://www.lutron.com/TechnicalDocumentLibrary/ApNote106.pdf | Yes | 0 | 0 | Yes, with 3rd party hardware | Available on request | Yes | 0 | Yes, via normal distributed control devices for nLight AIR integrated luminaires. Wiring diagrams available upon request from Acuity Tech Support | Yes, request at xxx | 0 | These systems are parallel and there is no interaction that needs documented | 20 - Emergency Lighting App Note | Yes | 0 | 0 | https://www.digitallumens.com/resources/documentation/#dle | Yes, via normal distributed control devices. | Yes, via normal distributed control devices. | 0 | 0 | Yes | N/A | 0 | 0
| Not Available | No | No | No | No | No | NA | NA | No | No | No | NA | No | No | NA | No | No | No | NA | NA | No | No | No | NA | NA | No | NA | No | NA
| Remote source switched at luminaire? URL with documentation: | 0 | 0 | 0 | http://www.lutron.com/TechnicalDocumentLibrary/ApNote106.pdf | Yes | 0 | 0 | Yes, with 3rd party hardware | Available on request | 0 | 0 | Yes, must be wired using and additional UL924 device that is a special shunt relay to override control during emergency conditions. | Yes, request at xxx | 0 | !!REQUEST CLARIRICATION DURING REVIEW!! | 20 - Emergency Lighting App Note | 0 | 0 | 0 | 0 | Yes, via UL924 listed control devices. | Yes, via UL924 listed control devices. | 0 | 0 | 0 | GLA-ESR is catalog number for LVS EPC-D-F | 0 | 0
| Not Available | No | NA | No | No | No | NA | NA | No | No | NA | NA | No | No | NA | NA | No | NA | NA | NA | No | No | No | NA | NA | No | No | No | NA
| Remote source switched at central location? URL with documentation: | 0 | By request at http://www.audacywireless.com/contact-us.aspx | 0 | http://www.lutron.com/TechnicalDocumentLibrary/ApNote106.pdf | Yes | 0 | 0 | 0 | Available on request | Yes | 0 | Yes, using "nightlight" configuration where the control is set to never turn off. The "Dim to %" must be programmed to the minimum lumen output requireed to maintain adequate egress lighting during emergency power conditions. | No | 0 | Yes | 20 - Emergency Lighting App Note | 0 | 0 | 0 | 0 | Yes, via UL924 listed power pack and relay panel. | Yes, via UL924 listed relay panel, when used as part of an nLight system. | Contact_Closure_Spec_Sheet.pdf available from Eaton.com/lumawattpro | Contact_Closure_Spec_Sheet.pdf available from eaton.com/lumawattpro | Yes | GLS-PLS | 0 | https://www.legrand.us/wattstopper/lighting-control-panel-systems/emergency-lighting-control/elcu-200.aspx
| Not Available | No | No | No | No | No | NA | NA | No | No | No | No | NA | No | NA | No | No | NA | NA | NA | No | No | No | No | No | No | No | No | No
Can the system perform Life-SafetyCompliance testing, and generate summary reports to support life-safety compliance? |  | No | No | No | No | No | No | No | No | No | No | No | No | No | No | No | Yes | No | No | No | No | No | No | No | No | No | No | No | No
19) | Emergency Lighting
20) | Security
Definition: DLC is providing an optional field on the QPL for system manufacturers to list a link to security information about their system.
Would you like to share any information about security? |  | Yes | No | No | Yes | No | No | No | No | Yes | Yes | No | Yes | Yes | No | Yes | No | No | Yes | Yes | No | Yes | Yes | No | No | Yes | No | Yes | No
If yes, URL to public website or document(s) on security: |  | Available by request at ttps://en.nedap-luxon.com/contact/ | 0 | 0 | http://www.lutron.com/TechnicalDocumentLibrary/Vive_Security_Statement.pdf | 0 | 0 | 0 | 0 | http://www.cooperindustries.com/content/dam/public/lighting/products/documents/control_systems/technical_information/SB503021EN-WaveLinx-Wireless-Security-Statement-FAQ-tis.pdf | Document Number 14 will be updated with this information | 0 | http://www.acuitybrands.com/-/media/Files/Acuity/Products/Controls/nLight%20Air/nLight%20AIR%20FAQs%20FINAL%20pdf.pdf?la=en | Lightcloud Sites are 100% secured against intrusion, using industry-standard AES-128 bit encryption. | 0 | http://www.daintree.net/resources/zigbee-security/ | 0 | 0 | #REF! | #REF! | 0 | http://www.acuitybrands.com/-/media/Files/Acuity/Products/Controls/nLight/nLight%20System%20Backbone%20IT%20Information%20%2020160505%201%20pdf.pdf?la=en | http://www.acuitybrands.com/-/media/Files/Acuity/Products/Controls/nLight/nLight%20System%20Backbone%20IT%20Information%20%2020160505%201%20pdf.pdf?la=en | 0 | 0 | 0 | 0 | https://www.lunera.com/wp-content/uploads/2017/11/lunera-iot-infrastructure-security-brief-111617.pdf | 0
20) | Security
21) | Color Changing / Tuning
The capability to alter the output and color of tunable white and/or variable color output luminaires via a dedicated control interface(s). To demonstrate compliance with this capability, the interface(s) must be clearly described in the product literatur
Does the system support Color Changing/Tuning as defined above? |  | No | No | No | No | No | No | No | No | No | Yes | Yes | No | No | No | No | Yes | Yes | No | No | No | Yes | Yes | Yes | Yes | No | Yes | No | Yes
If yes, what control is offered?
| Selection of multiple CCT settings | No | No | No | No | No | No | No | No | No | Yes | Yes | No | No | No | No | Yes | Yes | No | No | No | Yes | Yes | Yes | Yes | No | Yes | No | Yes
| Selection of multiple colors (Hues) | No | No | No | No | No | No | No | No | No | No | Yes | No | No | No | No | Yes | No | No | No | No | Yes | No | Yes | Yes | No | Yes | No | No
| Graphical indicator of CCT (Correlated Color Temperature) | No | No | No | No | No | No | No | No | No | Yes | Yes | No | No | No | No | Yes | No | No | No | No | No | No | Yes | Yes | No | Yes | No | No
| Graphical indicator of color (Hue) | No | No | No | No | No | No | No | No | No | No | No | No | No | No | No | No | No | No | No | No | No | No | No | No | No | Yes | No | No
| Other (explain) | 0 | 0 | 0 | 0 | 0 | 0 | 0 | 0 | 0 | 0 | 0 | 0 | 0 | 0 | 0 | 0 | 0 | 0 | 0 | 0 | 0 | 0 | 0 | 0 | 0 | 0 | 0 | 0
21) | Color Changing / Tuning
22) | Start-up and Configuration Party
Definition: The QPL will identify the most typical responsible party and their required level of training to start-up and configure the system to the extent that all Required Capabilities are functioning. Documentation is not required.
Who primarily starts up and configures the system and how much training is typically required? Select one most typical.
| (1) installation contractor with less than 1 day of training | Yes | No | No | Yes | Yes | No | No | No | Yes | No | No | Yes | Yes | Yes | No | No | Yes | No | No | No | No | No | No | No | Yes | No | Yes | No
| (2) installation contractor with less than 1 day of training, working with remote personnel at factory | No | No | No | Yes | No | Yes | Yes | No | No | No | No | No | No | No | No | No | No | No | No | No | No | No | No | No | No | Yes | No | No
| (3) factory-trained installation contractor with 1 day or more factory training | Yes | Yes | No | Yes | No | Yes | Yes | No | Yes | Yes | No | No | No | No | Yes | No | No | Yes | Yes | No | No | No | No | No | No | Yes | No | Yes
| (4) factory representative on-site | No | No | No | Yes | No | Yes | Yes | No | No | Yes | Yes | No | No | Yes | No | Yes | No | No | No | No | Yes | Yes | Yes | Yes | No | Yes | No | No
| (5) other (describe) | 0 | 0 | Installation contractors with more than 1 days of training | Factory representative remote start-up | 0 | 0 | 0 | 0 | Tier 1 training is 4 hours. WaveLinx Certified Technician is 3 days, available for trouble-shooting. | 0 | 0 | 0 | #1 onsite working with RAB Customer Service at HQ | 0 | 0 | 0 | 0 | 0 | 0 | 0 | 0 | 0 | 0 | 0 | 0 | 0 | installation contractor with less than 1 day of training; plus remote personnel at factory before and after installation | 0
22) | Start-up and Configuration Party
23) | Manufacturer and System
Company: |  | Nedap N.V. | IDEAL INDUSTRIES, INC. | LG Electronics Inc. | Lutron Electronics Co Inc | Philips Lighting North America Corp (Rosemont) | Autani, LLC | Autani, LLC | EnOcean | Eaton | OSRAM SYLVANIA Inc. | Enlighted Inc | Acuity Brands | RAB Lighting | Magnum Energy Solutions | GE Lighting Solutions | Lutron | Cree, Inc. | Synapse Wireless | Synapse Wireless | Digital Lumens | Acuity Brands | Acuity Brands | Eaton | Eaton | OSRAM SYLVANIA Inc. | Crestron Electronics | Lunera | Wattstopper / Legrand
Brand: |  | Luxon | AUDACY® Advanced Wireless Solutions | LG SENSOR CONNECT | Vive Wireless Solutions | EasySense | Energy Center | Energy Center | EasyFit | WaveLinx | ENCELIUM | Enlighted | Acuity Controls | Lightcloud | Magnum OPUS | ControlScope | Quantum | SmartCast Wireless | SimplySNAP | SimplySNAP | Digital Lumens | Acuity Controls | Acuity Controls | LumaWatt Pro | LumaWatt Pro | OSRAM | Crestron DALI | Lunera | Wattstopper
Website: |  | https://us.nedap-luxon.com/ | www.audacywireless.com | http://www.lglightingus.com/ | www.lutron.com/vive | www.philips.com/easysense | www.autani.com | www.autani.com | www.enocean.com | http://www.cooperindustries.com/content/public/en/lighting/connected_systems/wavelinx_wireless_connected_lighting_system.html | http://www.osram-americas.com/en-us/products/solid-state-lighting-led/Pages/Light-Management-System-Solutions.aspx | www.enlightedinc.com | http://www.acuitybrands.com/products/controls/ | www.lightcloud.com | www.magnumes.com | 0 | www.lutron.com | http://lighting.cree.com/ | synapsewireless.com | synapsewireless.com | digitallumens.com | http://www.acuitybrands.com/products/controls/ | http://www.acuitybrands.com/products/controls/ | www.eaton.com/lumawattpro | Eaton.com/lumawattpro | https://www.osram.us/cb/ | www.crestron.com | www.lunera.com | https://www.legrand.us/wattstopper.aspx
Primary contact name: |  | Stefan Bernards | Stephanie Zapfel | James Lanza | Jeremy Fye | Sree Venkit | David Johnson | David Johnson | Troy Davis | Rohit Udavant | Roy Harvey | Joe Bullock | Alex Do | Jason Oliver | Matt Mazzola | Jeremy Yon | Kendell Clark | Jonathan Vollers | Jamie Britnell | Jamie Britnell | Dan Petrillo | Steve Roe | Alex Do | Bob Smith, PE | Bob Smith, PE | Paul Matthews | Andrew Gross | Vincent Rerolle | Charles Knuffke
| Phone: | 0031 544 47 18 04 | 815-901-5337 | 408-878-5348 | (484) 273-7906 | 847-390-5070 | 443-320-2233 x7114 | 443-320-2233 x7114 | 801-312-0115 | +1 770 631 2128 | 1 (978) 570-3267 | 408-623-6069 | 818-679-8552 | 201-784-8600x6031 | 440-479-2662 | 216-266-2607 | (484) 280 - 4089 | 919.407.4077 | 256-603-2794 | 256-603-2794 | 610.574.5217 | 570-561-8194 | 818-679-8552 | 770 486-4555 | 770 486-4555 | 1 (978) 570-3547 | 2017449534 | (408) 205-3532 | 415-515-6004
| Email: | stefan.bernards@nedap.com | stephanie.zapfel@idealindustries.com | james.lanza@lge.com | jfye@lutron.com | sree.venkit@philips.com | david.johnson@autani.com | david.johnson@autani.com | troy.davis@enocean.com | RohitUdavant@Eaton.com | Roy.Harvey@osram.com | joseph.bullock@enlightedinc.com | alex.do@acuitybrands.com | jason.oliver@rabweb.com | m.mazzola@magnumes.com | Jeremy.Yon@ge.com | kclark@lutron.com | jvollers@cree.com | jamie.britnell@synapsewireless.com | jamie.britnell@synapsewireless.com | dpetrillo@digitallumens.com | steven.roe@acuitybrands.com | alex.do@acuitybrands.com | BobSmith@Eaton.com | BobSmith@Eaton.com | paul.matthews@osram.com | agross@crestron.com | vrerolle@lunera.com | charles.knuffke@legrand.us
Optional second contact name for email cc: |  | Thomas Lang | Nolan Bello | Sangman Kim | Craig Casey | Chacko Oommen | Mark Plasterer | Mark Plasterer | 0 | Michael Lunn | Suren Thanapal | Chip Poland | Jessica Namey | Ted Case-Hayes | Mike Giorgi | 0 | Craig Casey | Tom Hinds | 0 | 0 | 0 | Jessica Namey | Jessica Namey | Jaiganesh Balasubramanian | Jaiganesh Balasubramanian | Roy Harvey | Jim McGrath | Ajitesh Gupta | Harold Jepsen
| Phone: | 001 844 USNEDAP | 815-761-7815 | 82-2-2012-1650 | (484) 695 - 4203 | 847-390-5242 | 443-320-2233 x7106 | 443-320-2233 x7106 | 0 | 802-233-1701 | 1 (905) 754-5068 | 224-500-5340 | 203 535 9590 | 201-784-8600x6231 | 216-409-6465 | 216-266-3171 | (484) 695 - 4203 | 919.407.5411 | 0 | 0 | 0 | 203 535 9590 | 203 535 9590 | 770-486-3918 | 770-486-3918 | 1 (978) 570-3267 | 2017415862 | 408 495 5600 | 925 354-3525
| Email: | thomas.lang@nedap.com | nolan.bello@idealindustries.com | sangman.kim@lge.com | ccasey@lutron.com | chacko.oommen@philips.com | mark.plasterer@autani.com | mark.plasterer@autani.com | 0 | michaellunn@eaton.com | Surenth.Thanapalasingam@osram.com | chip.poland@enlightedinc.com | Jessica.Namey@AcuityBrands.com | ted@rabweb.com | m.giorgi@magnumes.com | tom.boyle@ge.com | ccasey@lutron.com | thinds@cree.com | 0 | 0 | 0 | Jessica.Namey@AcuityBrands.com | Jessica.Namey@AcuityBrands.com | jaiganeshb@eaton.com | jaiganeshb@eaton.com | Roy.Harvey@osram.com | jmcgrath@crestron.com | agupta@lunera.com | harold.jepsen@legrand.us
Name of Control System being submitted. This is the primary product and marketing name for the whole system; not detailed names of particular system components. The complete system is marketed under this name. |  | Luxon | AUDACY® | LG SENSOR CONNECT | Vive Wireless Solutions | EasySense SNS200 Advanced Grouping | Energy Center | Energy Center | EasyFit | WaveLinx Wireless Connected Lighting | ENCELIUM® Enterprise Light Management System | IoT System | nLight AIR | Lightcloud | Magnum OPUS | ControlScope | Quantum | SmartCast Wireless | SimplySNAP Smart Lighting Solution | SimplySNAP Smart Lighting Solution | SiteWorx Tune | nLight | XPoint Wireless | IoT System | IoT System | ENCELIUM EDGE(TM) Standalone Wireless Light Management System | Crestron DALI | Lunera Ambient Compute | DLM
Application
| Interior | Yes | Yes | Yes | Yes | Yes | Yes | No | No | Yes | Yes | Yes | Yes | Yes | Yes | Yes | Yes | Yes | Yes | No | Yes | Yes | Yes | Yes | No | Yes | Yes | Yes | Yes
| Exterior | No | No | No | No | No | Yes | Yes | No | No | Yes | Yes | No | Yes | No | No | No | No | No | Yes | No | No | No | Yes | Yes | No | No | No | No
How will the application invoice be paid?
| Check, EFT, or Credit Card | EFT | Credit Card | Credit Card | EFT | Check | 0 | 0 | check | 0 | EFT | Credit Card | Check | EFT | Credit Card | Credit Card | EFT | Check | Check | Check | Credit Card | Check | Check | EFT | EFT | EFT | EFT | EFT | Check
Interior System Scope/Scale
| Portfolio/Enterprise Level | Yes | Yes | No | No | No | Yes | No | No | No | Yes | Yes | No | Yes | Yes | Yes | Yes | No | Yes | No | Yes | Yes | Yes | Yes | No | No | Yes | Yes | Yes
| Building Level | Yes | Yes | Yes | Yes | Yes | Yes | No | No | Yes | Yes | Yes | No | Yes | Yes | Yes | Yes | Yes | Yes | No | Yes | Yes | Yes | Yes | No | Yes | Yes | Yes | Yes
| Room Level | Yes | Yes | Yes | Yes | Yes | Yes | No | No | Yes | No | Yes | Yes | Yes | Yes | Yes | Yes | Yes | No | No | Yes | Yes | Yes | Yes | No | Yes | Yes | Yes | Yes
Exterior System Application
| Area/Building Exterior/Parking/Structured Parking | No | No | No | No | No | Yes | Yes | No | No | Yes | Yes | No | Yes | No | No | No | No | Yes | Yes | No | No | No | Yes | Yes | No | No | No | No
| Roadway (highways) | No | No | No | No | No | No | Yes | No | No | No | Yes | No | No | No | No | No | No | No | No | No | No | No | No | No | No | No | No | No
| Streetlight (residential streets) | No | No | No | No | No | No | Yes | No | No | No | Yes | No | No | No | No | No | No | No | Yes | No | No | No | No | Yes | No | No | No | No
| Smart City | No | No | No | No | No | No | No | No | No | No | Yes | No | No | No | No | No | No | No | No | No | No | No | No | No | No | No | No | No
Product website |  | No | No | No | www.lutron.com/vive | No | www.autani.com | No | No | No | No | No | No | No | No | No | No | No | No | No | No | No | No | No | No | No | No | No | No
Do all system components have a warranty of 5 years or more, including any 3rd party components that are needed to meet minimum required DLC capabilities (with the possible exception of software, on-premises server, and cloud service)? Attach the warrant |  | Yes | Yes | Yes | Yes | Yes | Yes | Yes | No | Yes | Yes | Yes | Yes | Yes | Yes | Yes | Yes | Yes | Yes | Yes | Yes | Yes | Yes | Yes | Yes | Yes | Yes | Yes | Yes
Does an extended warranty need to be purchased, to meet the 5 year requirement? |  | No | No | No | No | No | Yes | Yes | No | No | No | No | No | No | No | No | Yes | No | No | No | No | No | No | No | No | No | No | No | No
| If so, what is the standard warranty length? | 0 | 5 years | 0 | Product needs to be registered, but no additional payment is required | 0 | 3 Years | 3 Years | na | 0 | 0 | 0 | 0 | 0 | 0 | 0 | 2 Year | 0 | 0 | 0 | 0 | 0 | 0 | 0 | 0 | 0 | 0 | 0 | 0
Technical support phone number for troubleshooting this system: |  | 001 844 USNEDAP | 800-273-9989 | 408-878-5348 | 1 (800) 523-9466 | 1-800-372-3331 (Technical Question then Controls option) | 443-320-2233 option 2 855-228-8264 option 2 | 443-320-2233 option 2 855-228-8264 option 2 | 801-312-0118 | 800-533-3879 | 1-888-531-7573 | 1-855-874-1692 | 800-535-2465 | 1-(844)-LIGHTCLOUD | 330-656-9365 | (650)316-8412 | 1 (844) 588 - 7661 | 866.924.3645 | 877-982-7888 | 877-982-7888 | (617) 723-1200 Ext. #3 | 800-535-2465 | 800-535-2465 | P: 770-486-4800 | 770-486-4800 | 1-888-531-7573 | 888-273-7876 | Via main number for Customer service: (408) 495-5600 | 800 879-8585
Is this a private-label system? If so, provide a copy of your agreement with the Original Equipment Manufacturer, as the Reference Document. |  | No | No | No | No | No | No | No | No | No | No | No | No | No | No | No | No | No | No | No | No | No | No | Yes | Yes | No | No | No | No
Is this system a combination of products from multiple manufacturers? |  | No | No | No | No | No | Yes | Yes | No | No | Yes | No | No | No | No | Yes | No | No | Yes | Yes | No | No | No | No | No | Yes | No | No | Yes
| If so, please provide a list of all manufacturers. | 0 | 0 | 0 | 0 | 0 | Leviton, Wattstopper, EnOcean | Leviton, Wattstopper, EnOcean | 0 | 0 | Wired occupancy sensors from Leviton (OEM), wired photo sensor from PLC MultiPoint, Touch Screen from RTI and DELL server class computers | 0 | 0 | 0 | 0 | Gigatek, Netvok,Osram, LG Electronics, EuControls, GE, Daintree | 0 | 0 | #REF! | #REF! | 0 | 0 | 0 | 0 | 0 | Wired occupancy sensors from Leviton (OEM) | 0 | 0 | Tridium JACE
Provide any case studies in North America available for this system, with URL if available online. |  | Document: CustomerReferenceInfo.pdf Online: https://us.nedap-luxon.com/projects/danbury-arena.html | http://www.audacywireless.com/content/pdfs/case-studies/p-5378_corpoffice_casestudy.pdf; http://www.audacywireless.com/content/pdfs/case-studies/p-5384-ibew_casestudy.pdf; http://www.audacywireless.com/content/pdfs/case-studies/p-5444_perkinswill_casestud | Not available on the website | http://www.lutron.com/TechnicalDocumentLibrary/3684466_Franklin_and_Marshall_Case_Study.pdf | 0 | http://www.autani.com/work/ | http://www.autani.com/work/ | https://www.enocean-alliance.org/solutions/references/ | 0 | http://assets2.osram-americas.com/im/img/us-dam-64501 | https://newbuildings.org/sites/default/files/NEEA_Enlighted_Report.pdf. http://www.enlightedinc.com/customer-success-stories/ | 0 | 0 | http://magnumenergysolutions.com/projects/ | http://www.daintree.net/resources/case-studies/ | http://www.lutron.com/en-US/Products/Pages/WholeBuildingSystems/Quantum/Overview.aspx | http://www2.cree.com/smartcast-landing-page | http://info.synapse-wireless.com/smart_lighting_case_studies | http://info.synapse-wireless.com/smart_lighting_case_studies | 0 | Chicago School District Case Study http://www.acuitybrands.com/solutions/inspire-me/case-studies/district-59 | Manufacturing Facility Case Study http://insights.acuitybrands.com/h/i/341419242-steel-coating-factory-led-upgrade-case-study/288327 Distriubtion Center Case Study http://insights.acuitybrands.com/h/i/341357751-led-warehouse-zero-maintenance-case-study | https://newbuildings.org/sites/default/files/NEEA_Enlighted_Report.pdf. http://www.enlightedinc.com/customer-success-stories/ | https://newbuildings.org/sites/default/files/NEEA_Enlighted_Report.pdf. http://www.enlightedinc.com/customer-success-stories/ | See Row #580 | 0 | 0 | See Case Studies
| If no case studies are available, provide a source where the system is commercially available for purchase. OR, to help expedite system qualification, provide a copy of a paid invoice showing that a system has been sold to a customer. | 0 | 0 | 0 | 0 | 0 | 0 | 0 | 0 | Levin Nock has received a quote recently. | 0 | 0 | 0 | www.lightcloud.com | 0 | 0 | 0 | 0 | 0 | 0 | https://www.digitallumens.com/company/contact/ | 0 | 0 | 0 | 0 | PO/Invoice attached; 16 | 0 | 0 | Available through over 2,000 electrical distributors throughout the US and Canada.
| If no case studies are available, then provide a customer reference (name, phone, email) that DLC may contact. DLC will not share this contact with any other parties. A beta site with a pre-production system is acceptable. DLC wishes to confirm that the | 0 | 0 | 0 | 0 | Brad Schneider, CondoCPA, (630) 832-2222, 188 Industrial Drive, Suite 300, Elmhurst, Illinois 60126 brad@condocpa.com | Steve Chambliss, 615-493-5042, schambliss@enterprisellc.com for Indoor Dimming Applications and Outdoor Lighting Applications | Steve Chambliss, 615-493-5042, schambliss@enterprisellc.com for Indoor Dimming Applications and Outdoor Lighting Applications | linmore LED john Gilmore 818.262.8756 | Camp Laurel Contact John Derbyshire 207-314-2190 Eaton Plymouth, MN Contact Brent Jonasson 763 543 7737 Engineer Manager BrentTJonasson@Eaton.com | 0 | 0 | AbbVie Inc. Appx 2,000 fixtures installed MIKE LYNN P.E. CEM LEED AP OFFICE (847) 938-9354 | 0 | 0 | 0 | 0 | 0 | Amerex, Galen Ferguson 205-862-5279 Carroll Electric, John Beck - 870-480-2970 Park Chrysler Jeep, Johnathan Dworskey - 612-790-5337 | Amerex, Galen Ferguson 205-862-5279 Carroll Electric, John Beck - 870-480-2970 Park Chrysler Jeep, Johnathan Dworskey - 612-790-5337 | 0 | 0 | 0 | 0 | 0 | Reference Information: Frank Spitzer PH.D Phone (O): 416 596 1930 ext 61172 Phone (M): 416 407 9009 email: fspitzer@IBIGroup.com | 0 | First project installed at Lab Sensor Solutions Contact: Geoff Zawolkow CEO geoff@lsstracks.com 648 El Camino Real, Suite P Redwood City, CA 94063 650-464-0874 | Example Site for DLM Capability: Kaiser Hospital, Oakland, CA. Contact Chris Silverman of Silverman and Light at 510-655-1200, or via email address chris@silvermanlight.com
System Overview Presentation: As part of the Application Review Process, to help DLC understand the system, the applicant will conduct a 1 to 2 hour overview of the system for DLC via webinar. This will be scheduled and completed after the Application F
23) | Manufacturer and System

## Translated Raw Data (hidden)
Capability (Select '+' on the left to see questions)
1) | Networking of Luminaires and Devices
Definition: The capability of individual luminaires and control devices to exchange digital data with other luminaires and control devices on the system. This capability is required at the room, space, or area level, but not at the whole building level o
Can individual luminaires and control devices exchange digital data with other luminaires and control devices on the system, at the room or space level? |  | Yes | Yes | Yes | Yes | Yes | Yes | Yes | Yes | Yes | Yes | Yes | Yes | Yes | Yes | Yes | Yes | Yes | Yes | Yes | Yes | Yes | Yes | Yes | Yes | Yes | Yes | Yes | Yes | 0 | 0 | 0 | 0 | 0 | 0 | 0 | 0 | 0 | 0 | 0 | 0 | 0 | 0 | 0 | 0 | 0 | 0 | 0 | 0 | 0 | 0 | 0 | 0 | 0 | 0 | 0 | 0 | 0 | 0 | 0 | 0 | 0 | 0 | 0 | 0 | 0 | 0 | 0 | 0 | 0 | 0 | 0 | 0 | 0 | 0 | 0 | 0 | 0 | 0 | 0 | 0 | 0 | 0 | 0 | 0 | 0 | 0 | 0 | 0 | 0 | 0 | 0 | 0 | 0 | 0 | 0 | 0
What are the size limitations of the data communication system, in terms of number of devices recommended for optimal performance? (answer with a number, or NA)
| # of gateways per network | 99 | No limit | 0 | 64 | 0 | 1 | 1 | NA | Unlimited | Unlimited | 1 | N/A | Any | 0 | 100 (On Premise), 400 (BeMaaS) | 2048 | NA | 5 | 5 | 50 | 50 | 50 | 1 | 1 | 1 | N/A | Limits on # of gateways per network determined by customer's wifi network infrastructure | 40 wired or 40 wireless (bridges) | 0 | 0 | 0 | 0 | 0 | 0 | 0 | 0 | 0 | 0 | 0 | 0 | 0 | 0 | 0 | 0 | 0 | 0 | 0 | 0 | 0 | 0 | 0 | 0 | 0 | 0 | 0 | 0 | 0 | 0 | 0 | 0 | 0 | 0 | 0 | 0 | 0 | 0 | 0 | 0 | 0 | 0 | 0 | 0 | 0 | 0 | 0 | 0 | 0 | 0 | 0 | 0 | 0 | 0 | 0 | 0 | 0 | 0 | 0 | 0 | 0 | 0 | 0 | 0 | 0 | 0 | 0 | 0
| # of devices per gateway | 200 | 600 | 0 | 700 | 0 | 300+ | 300+ | NA | 200 | 800 - Wired & 100 - Wireless | up to 125 | N/A | 200 | 128 | 100-200 depending on model | Up to 1,024 switch legs. | NA | 1000 | 1000 | 50 | 750 | 250 | 125 | 125 | 100 | N/A | Limits determined by customer's wifi network infrastructure | 48 devices, 64 loads (room) | 0 | 0 | 0 | 0 | 0 | 0 | 0 | 0 | 0 | 0 | 0 | 0 | 0 | 0 | 0 | 0 | 0 | 0 | 0 | 0 | 0 | 0 | 0 | 0 | 0 | 0 | 0 | 0 | 0 | 0 | 0 | 0 | 0 | 0 | 0 | 0 | 0 | 0 | 0 | 0 | 0 | 0 | 0 | 0 | 0 | 0 | 0 | 0 | 0 | 0 | 0 | 0 | 0 | 0 | 0 | 0 | 0 | 0 | 0 | 0 | 0 | 0 | 0 | 0 | 0 | 0 | 0 | 0
| # of devices per network | 19800 | No limit | A Zone can accommodate up to 50 devices, which are assignable in up to 15 Groups. There is no limit to the number of Zones within Sensor Connect. | 44800 | 45 | 300+ | 300+ | Dependent on Radio (100-300 ft). Only limited by radio range between devices | N/A | Unlimited | up to 125 | Maximum of 128 devices or 50 devices per network depending upon which switch and sensor combination is used. | Any | 0 | 10,000 (On Premise), 40,000 *BeMaaS) | Up to 2,097,152 switch legs | 250 | 1000 | 1000 | 50 | See below. | See below. | 125 | 125 | 100 | 64 | Limits determined by customer's wifi network infrastructure | 750 (LMSM-3E) or 1100 (LMSM-6E) | 0 | 0 | 0 | 0 | 0 | 0 | 0 | 0 | 0 | 0 | 0 | 0 | 0 | 0 | 0 | 0 | 0 | 0 | 0 | 0 | 0 | 0 | 0 | 0 | 0 | 0 | 0 | 0 | 0 | 0 | 0 | 0 | 0 | 0 | 0 | 0 | 0 | 0 | 0 | 0 | 0 | 0 | 0 | 0 | 0 | 0 | 0 | 0 | 0 | 0 | 0 | 0 | 0 | 0 | 0 | 0 | 0 | 0 | 0 | 0 | 0 | 0 | 0 | 0 | 0 | 0 | 0 | 0
| # of devices per on-premise system | 19800 | No limit | 0 | 44800 | 0 | 300+ | 300+ | Dependent on Radio (100-300 ft). Only limited by radio range between devices | N/A | Unlimited | up to 18,000 | No Limit | Any | infinite | 10000 | Up to 2,097,152 switch legs | unlimited | 1000 | 1000 | Unlimited | 20000 | 20000 | 18000 | 18000 | 100 | N/A | Limits determined by customer's wifi network infrastructure | Unlimited (Supervisor) | 0 | 0 | 0 | 0 | 0 | 0 | 0 | 0 | 0 | 0 | 0 | 0 | 0 | 0 | 0 | 0 | 0 | 0 | 0 | 0 | 0 | 0 | 0 | 0 | 0 | 0 | 0 | 0 | 0 | 0 | 0 | 0 | 0 | 0 | 0 | 0 | 0 | 0 | 0 | 0 | 0 | 0 | 0 | 0 | 0 | 0 | 0 | 0 | 0 | 0 | 0 | 0 | 0 | 0 | 0 | 0 | 0 | 0 | 0 | 0 | 0 | 0 | 0 | 0 | 0 | 0 | 0 | 0
| # of devices per cloud system | unlimited | No limit | 0 | 0 | 0 | 300+ | 300+ | n/a | N/A | 0 | Unlimited | N/A | Any | 0 | 40000 | N/A | N/A | 0 | 0 | Unlimited | N/A | N/A | Unlimited | Unlimited | N/A | N/A | Limits determined by customer's wifi network infrastructure | 0 | 0 | 0 | 0 | 0 | 0 | 0 | 0 | 0 | 0 | 0 | 0 | 0 | 0 | 0 | 0 | 0 | 0 | 0 | 0 | 0 | 0 | 0 | 0 | 0 | 0 | 0 | 0 | 0 | 0 | 0 | 0 | 0 | 0 | 0 | 0 | 0 | 0 | 0 | 0 | 0 | 0 | 0 | 0 | 0 | 0 | 0 | 0 | 0 | 0 | 0 | 0 | 0 | 0 | 0 | 0 | 0 | 0 | 0 | 0 | 0 | 0 | 0 | 0 | 0 | 0 | 0 | 0 | 0
| Notes if needed (e.g. aries by wired/wireless or interior/exterior?) | [7 empty] | this system is wireless and battery free. | N/A | Interior - Wired, wireless & hybrid; Exterior - Wireless | [5 empty] | (What does this mean?) |  | wireless, interior / exterior | wireless, interior / exterior | Gateways PoE, Nodes Wireless | 1500 devices being modified to 750 devices per nLight ECLYPSE Controller. | 750 devices per nLight ECLYPSE Controller. |  |  | Interior & Wireless |  | Each lamp acts as a single IoT Gateway that has WiFI and Bluetooth connectivity. The lamp connects to AP through WiFi and communicates to devices through Bluetooth. | Multiple LMSM (networks) supported
What is the maximum recommended distance between components?
| Distance between wireless nodes, typical interior obstructions (feet) | 131 ft | 300 ft between wireless devices; can be extended with repeater mode | Distance between wireless nodes is 98ft for typical interior obstructions. | 30 feet for local fixture or zone controls, 71 feet to wireless hub | 0 | 0 | 0 | 100 feet | 150 feet | Individual Components: Wireless Manager (WM)/Wireless Area Lighting Control (WALC) Module; Connected Lighting Module (CLM): 50’ through standard walls | up to 150 feet | 600'-800' through obstruction depending on building construction. | 100 | 99 | 100ft | 30 | 30 | 300 feet | 300 feet | 50 | N/A | 30’ recommended spacing to/from enclosed XPoint Wireless device (e.g., controller internally mounted in luminaire). 60’ recommended spacing to/from un-enclosed XPoint Wireless device (e.g., sensor externally mounted to luminaire). Consult with factory to | 150 feet | 150 feet | Individual Components: ENCELIUM EDGE Controller (EEC)/Wireless Area Lighting Control (WALC) Module/Wireless Plug Load (WPL) Module/Wireless Automnated Demand Response (WADR) Module: 50 ft. through standard walls; Connected Lighting Module (CLM): 50’ throu | N/A | 30ft for BLE; 150ft for wifi | 100 | 0 | 0 | 0 | 0 | 0 | 0 | 0 | 0 | 0 | 0 | 0 | 0 | 0 | 0 | 0 | 0 | 0 | 0 | 0 | 0 | 0 | 0 | 0 | 0 | 0 | 0 | 0 | 0 | 0 | 0 | 0 | 0 | 0 | 0 | 0 | 0 | 0 | 0 | 0 | 0 | 0 | 0 | 0 | 0 | 0 | 0 | 0 | 0 | 0 | 0 | 0 | 0 | 0 | 0 | 0 | 0 | 0 | 0 | 0 | 0 | 0 | 0 | 0 | 0 | 0 | 0 | 0 | 0
| Distance between wireless nodes, clear line of sight (feet) | 300 ft | 1000 ft between wireless devices; can be extended with repeater mode | Distance between wireless nodes is 300ft for clear line of sight. | 60 feet for local fixture or zone controls, 71 feet to wireless hub | 0 | WRC Nodes: 600 Feet AFC Nodes: 2000 Feet LG Nodes: 98 Feet WOFC Nodes: 2000 Feet EnOcean Nodes: 80 Feet | WOFC, & AFC Nodes: 2000 Feet, WRC Nodes: 600 Feet | 300 feet | 150 feet | Individual Components: Wireless Manager (WM)/Wireless Area Lighting Control (WALC) Module: 100 ft. line of sight, Connected Lighting Module (CLM)/Wireless Site Lighting Control Module (WSLC): 150’ line of sight | up to 150 feet | Up to 1000' line of sight. | 1000 | 990 | 300ft | 60 | 300 | ~5,280 feet for outdoor antenna ~1,000 feet with indoor antenna | ~5,280 feet for outdoor antenna ~1,000 feet with indoor antenna | 50 | N/A | Up to 1000' line of sight. | 150 feet | 150 feet | Individual Components: SIMPLUX Controller (SC)/Wireless Area Lighting Control (WALC) Module/Wireless Plug Load (WPL) Module/Wireless Automnated Demand Response (WADR) Module: 100 ft. line of sight, Connected Lighting Module (CLM): 150’ line of sight | N/A | 45ft for BLE; 180ft for wifi | 100 | 0 | 0 | 0 | 0 | 0 | 0 | 0 | 0 | 0 | 0 | 0 | 0 | 0 | 0 | 0 | 0 | 0 | 0 | 0 | 0 | 0 | 0 | 0 | 0 | 0 | 0 | 0 | 0 | 0 | 0 | 0 | 0 | 0 | 0 | 0 | 0 | 0 | 0 | 0 | 0 | 0 | 0 | 0 | 0 | 0 | 0 | 0 | 0 | 0 | 0 | 0 | 0 | 0 | 0 | 0 | 0 | 0 | 0 | 0 | 0 | 0 | 0 | 0 | 0 | 0 | 0 | 0 | 0
| Distance between wired nodes (feet) | n.a. | 0 | 0 | 330 ft (100 m) | 0 | N/A | N/A | n/a | N/A | 2500 ft. | 300 feet between Gateway and PoE Switch | N/A | N/A | NA | 300ft | 4000 | N/A | 0 | 0 | 328 | Maxiumum of 1500' of CAT5 cable in a single daisy-chain, even if only two devices (therefore max of 1500' of CAT5 cable between two nodes) | N/A | 300 feet between Gateway and PoE Switch | 300 feet between Gateway and PoE Switch | N/A | 1000' | N/A, everything is wireless | 150' per device, to 1,000' max | 0 | 0 | 0 | 0 | 0 | 0 | 0 | 0 | 0 | 0 | 0 | 0 | 0 | 0 | 0 | 0 | 0 | 0 | 0 | 0 | 0 | 0 | 0 | 0 | 0 | 0 | 0 | 0 | 0 | 0 | 0 | 0 | 0 | 0 | 0 | 0 | 0 | 0 | 0 | 0 | 0 | 0 | 0 | 0 | 0 | 0 | 0 | 0 | 0 | 0 | 0 | 0 | 0 | 0 | 0 | 0 | 0 | 0 | 0 | 0 | 0 | 0 | 0 | 0 | 0 | 0 | 0 | 0
| Notes if needed | [8 empty] | N/A | Wire can span up to 2500 ft. per channel. ENCELIUM Controller (ECU G4) can support up to 8 channels; Exterior system is wireless only. | [5 empty] | Wired nodes are assumed to be QS devices. | [8 empty] | ENCELIUM EDGE System allow low-voltage sensor/wallstation connection via WALC
Is control communication to edge devices (luminaires, sensors) wired, wireless or both?
| Wired | No | No | No | No | No | Yes | No | No | No | Yes | Yes | No | No | Yes | No | Yes | No | No | No | No | Yes | Yes | Yes | Yes | Yes | Yes | No | Yes | 0 | 0 | 0 | 0 | 0 | 0 | 0 | 0 | 0 | 0 | 0 | 0 | 0 | 0 | 0 | 0 | 0 | 0 | 0 | 0 | 0 | 0 | 0 | 0 | 0 | 0 | 0 | 0 | 0 | 0 | 0 | 0 | 0 | 0 | 0 | 0 | 0 | 0 | 0 | 0 | 0 | 0 | 0 | 0 | 0 | 0 | 0 | 0 | 0 | 0 | 0 | 0 | 0 | 0 | 0 | 0 | 0 | 0 | 0 | 0 | 0 | 0 | 0 | 0 | 0 | 0 | 0 | 0
| Wireless | Yes | Yes | Yes | Yes | Yes | Yes | Yes | Yes | Yes | Yes | Yes | Yes | Yes | Yes | Yes | Yes | Yes | Yes | Yes | Yes | No | Yes | Yes | Yes | Yes | No | Yes | No | 0 | 0 | 0 | 0 | 0 | 0 | 0 | 0 | 0 | 0 | 0 | 0 | 0 | 0 | 0 | 0 | 0 | 0 | 0 | 0 | 0 | 0 | 0 | 0 | 0 | 0 | 0 | 0 | 0 | 0 | 0 | 0 | 0 | 0 | 0 | 0 | 0 | 0 | 0 | 0 | 0 | 0 | 0 | 0 | 0 | 0 | 0 | 0 | 0 | 0 | 0 | 0 | 0 | 0 | 0 | 0 | 0 | 0 | 0 | 0 | 0 | 0 | 0 | 0 | 0 | 0 | 0 | 0
Describe briefly how networking software and firmware is upgraded. |  | Over-the-air programming (OTA). | System is fully upgradable on premise and from Cloud. | SW and FW upgrade of the control devices are possible wirelessly via the commissioning app. | A file can be dowloaded from Lutron website. The GUI on the HUB will walk user through update process. | 0 | Software upgrades require internet access. Firmware upgrades are performed over the air. Both services are only performed by Autani. | Software upgrades require internet access. Firmware upgrades are performed over the air. Both services are only performed by Autani. | Physical access to device | Secure OTA updates | Pushed through the server (SSU) -on site or via internet | by uploading the software and initiating the upgrade through the Energy Manager GUI | New versions of the interface app are downloaded from Apple App store or Google Play. The App manages firmware updates to the wireless devices. | Automatically by RAB | For eBox: upon boot up. | Via the Web interface to CSM, there are selections for upgrading the system software, and the firmware on managed devices. | Lutron Services Company schedules an on-site visit to upgrade software and/or firmware. | Using CT device new software/firmware is loaded on one device then sent through out the network | Site controller can be upgraded via USB or from web UI with file downloaded from Synapse website. | Site controller can be upgraded via USB or from web UI with file downloaded from Synapse website. | Software and firmware upgrades are handled by the SiteWorx cloud platform, mobile applications are handled with over the air (OTA) upgrades as well | SensorView software is updated through online downloads. This includes firmware updates for nLight and Xpoint Wireless system devices. | SensorView software is updated through online downloads. This includes firmware updates for nLight and Xpoint Wireless system devices. | by uploading the software and initiating the upgrade through the Energy Manager GUI | by uploading the software and initiating the upgrade through the Energy Manager GUI | Over The Air - Latest software version can be downloaded via AppStore/Google Play to the phone. During initial connection,the Mobile Setup App will upgrade the ENCELIUM EDGE Controller firmware if it is found to be of lower version. | Firmware and software upgrades are completed by a Crestron computer tool. This software tool must be connected to the DALI system for FW and SW files to loaded properly | Firmware is upgraded with new software whenever a new lamp boots up and notifies that it is running with old version software. | LMCS Software updates on Website. LMCS updates Devices. | 0 | 0 | 0 | 0 | 0 | 0 | 0 | 0 | 0 | 0 | 0 | 0 | 0 | 0 | 0 | 0 | 0 | 0 | 0 | 0 | 0 | 0 | 0 | 0 | 0 | 0 | 0 | 0 | 0 | 0 | 0 | 0 | 0 | 0 | 0 | 0 | 0 | 0 | 0 | 0 | 0 | 0 | 0 | 0 | 0 | 0 | 0 | 0 | 0 | 0 | 0 | 0 | 0 | 0 | 0 | 0 | 0 | 0 | 0 | 0 | 0 | 0 | 0 | 0 | 0 | 0 | 0 | 0
What standards and/or protocols does the communication comply with? (not including required regulatory communication standards such as FCC and IC).
| 3GPP | [12 empty] | 3GPP
3GPP2
4G
| AES-128 encryption |  |  | AES-128 encryption | AES-128 encryption | AES-128 encryption |  |  |  | AES-128 encryption | AES-128 encryption | AES-128 encryption | AES-128 encryption |  |  | AES-128 encryption |  |  | AES-128 encryption | AES-128 encryption | AES-128 encryption |  | AES-128 encryption | AES-128 encryption | AES-128 encryption | AES-128 encryption |  | AES-128 encryption | AES-128 encryption
| BACnet ISO 16484-5:2014 IP | BACnet ISO 16484-5:2014 IP |  |  | BACnet ISO 16484-5:2014 IP |  | BACnet ISO 16484-5:2014 IP | BACnet ISO 16484-5:2014 IP |  |  | BACnet ISO 16484-5:2014 IP | BACnet ISO 16484-5:2014 IP |  |  | BACnet ISO 16484-5:2014 IP | BACnet ISO 16484-5:2014 IP | BACnet ISO 16484-5:2014 IP |  |  |  |  | BACnet ISO 16484-5:2014 IP | BACnet ISO 16484-5:2014 IP | BACnet ISO 16484-5:2014 IP | BACnet ISO 16484-5:2014 IP |  | BACnet ISO 16484-5:2014 IP |  | BACnet ISO 16484-5:2014 IP
BACnet ISO 16484-5:2014 ARCNET
| BACnet ISO 16484-5:2014 MS/TP | [20 empty] | BACnet ISO 16484-5:2014 MS/TP | BACnet ISO 16484-5:2014 MS/TP | [5 empty] | BACnet ISO 16484-5:2014 MS/TP
| BlueTooth BLE V4.0 | [10 empty] | BlueTooth BLE V4.0 | BlueTooth BLE V4.0 | [8 empty] | BlueTooth BLE V4.0 |  | BlueTooth BLE V4.0 | BlueTooth BLE V4.0 |  |  | BlueTooth BLE V4.0
| DALI | DALI | [8 empty] | DALI |  |  |  | DALI |  | DALI | [9 empty] | DALI
| DALI2 |  |  |  |  | DALI2 | [8 empty] | DALI2 |  | DALI2
| enOcean ISO/IEC 14543-3-10:2012 | [5 empty] | enOcean ISO/IEC 14543-3-10:2012 | enOcean ISO/IEC 14543-3-10:2012 | enOcean ISO/IEC 14543-3-10:2012 | [5 empty] | enOcean ISO/IEC 14543-3-10:2012
| Ethernet IEEE 802.3 | [9 empty] | Ethernet IEEE 802.3 | Ethernet IEEE 802.3 |  |  | Ethernet IEEE 802.3 | Ethernet IEEE 802.3 | Ethernet IEEE 802.3 |  |  |  |  | Ethernet IEEE 802.3 | Ethernet IEEE 802.3 | Ethernet IEEE 802.3 | Ethernet IEEE 802.3 |  |  |  | Ethernet IEEE 802.3
| IEEE 802.15.4-2011 |  | IEEE 802.15.4-2011 | IEEE 802.15.4-2011 |  | IEEE 802.15.4-2011 | IEEE 802.15.4-2011 | IEEE 802.15.4-2011 |  | IEEE 802.15.4-2011 | IEEE 802.15.4-2011 | IEEE 802.15.4-2011 | IEEE 802.15.4-2011 |  | IEEE 802.15.4-2011 | IEEE 802.15.4-2011 |  | IEEE 802.15.4-2011 | IEEE 802.15.4-2011 | IEEE 802.15.4-2011 | IEEE 802.15.4-2011 | IEEE 802.15.4-2011 | IEEE 802.15.4-2011 | IEEE 802.15.4-2011 | IEEE 802.15.4-2011 | IEEE 802.15.4-2011 |  |  | IEEE 802.15.4-2011
| Internet TCP/IP | [5 empty] | Internet TCP/IP | Internet TCP/IP |  |  | Internet TCP/IP | Internet TCP/IP |  | Internet TCP/IP | Internet TCP/IP | Internet TCP/IP | Internet TCP/IP |  |  |  |  | Internet TCP/IP | Internet TCP/IP | Internet TCP/IP | Internet TCP/IP |  | Internet TCP/IP |  | Internet TCP/IP
| Internet IPv4 | [5 empty] | Internet IPv4 | Internet IPv4 |  |  | Internet IPv4 | Internet IPv4 |  | Internet IPv4 |  |  | Internet IPv4 |  |  |  |  | Internet IPv4 | Internet IPv4 | Internet IPv4 | Internet IPv4 |  | Internet IPv4 |  | Internet IPv4
| Internet IPv6 | [25 empty] | Internet IPv6 |  | Internet IPv6
| Internet 6LoWPAN RFC 4944 | [27 empty] | Internet 6LoWPAN RFC 4944
KNX
| Proprietary | Proprietary | Proprietary |  | Proprietary |  | Proprietary | Proprietary |  |  | Proprietary |  | Proprietary | Proprietary |  |  | Proprietary |  | Proprietary | Proprietary |  | Proprietary | Proprietary |  |  | Proprietary |  |  | Proprietary
| Wi-Fi IEEE 802.11 |  |  |  | Wi-Fi IEEE 802.11 |  |  |  |  | Wi-Fi IEEE 802.11 |  |  |  |  | Wi-Fi IEEE 802.11 | [6 empty] | Wi-Fi IEEE 802.11 | Wi-Fi IEEE 802.11 |  |  | Wi-Fi IEEE 802.11 |  | Wi-Fi IEEE 802.11
| Zigbee 2.0 | [12 empty] | Zigbee 2.0 | [11 empty] | Zigbee 2.0
| Zigbee HA Home Automation | [5 empty] | Zigbee HA Home Automation | Zigbee HA Home Automation |  |  | Zigbee HA Home Automation |  |  |  |  | Zigbee HA Home Automation | [9 empty] | Zigbee HA Home Automation
Zigbee LL Light Link
Zigbee 3.0
| Other (explain) |  |  | ZigBee HA Customized |  | Zigbee | [9 empty] | MODBUS RS485
For the following standards, is the product tested and certified for compliance, and listed in the respective certified products database?
| BACnet ISO 16484-5:2014 IP | BACnet ISO 16484-5:2014 IP | BACnet ISO 16484-5:2014 IP | [7 empty] | BACnet ISO 16484-5:2014 IP | [5 empty] | BACnet ISO 16484-5:2014 IP |  |  |  |  | BACnet ISO 16484-5:2014 IP | BACnet ISO 16484-5:2014 IP
BACnet ISO 16484-5:2014 ARCNET
| BACnet ISO 16484-5:2014 MS/TP |  | BACnet ISO 16484-5:2014 MS/TP | [18 empty] | BACnet ISO 16484-5:2014 MS/TP | BACnet ISO 16484-5:2014 MS/TP
| DALI | DALI | [12 empty] | DALI |  | DALI
| DALI2 | [13 empty] | DALI2
Zigbee2.0
| Zigbee HA | [9 empty] | Zigbee HA |  |  |  |  | Zigbee HA | [9 empty] | Zigbee HA
Zigbee Light Link
Zigbee 3.0
| Other (explain) |  | BACnet ASC | [5 empty] | EnOcean | [19 empty] | LMSM units are BTL Listed
Does the system require a computer server, either local or cloud-based? If the system offers both options, check both options.
| Local Server | No | Yes | No | No | No | No | No | No | No | Yes | Yes | No | No | No | Yes | Yes | No | No | No | Yes | Yes | Yes | Yes | Yes | No | Yes | No | No | 0 | 0 | 0 | 0 | 0 | 0 | 0 | 0 | 0 | 0 | 0 | 0 | 0 | 0 | 0 | 0 | 0 | 0 | 0 | 0 | 0 | 0 | 0 | 0 | 0 | 0 | 0 | 0 | 0 | 0 | 0 | 0 | 0 | 0 | 0 | 0 | 0 | 0 | 0 | 0 | 0 | 0 | 0 | 0 | 0 | 0 | 0 | 0 | 0 | 0 | 0 | 0 | 0 | 0 | 0 | 0 | 0 | 0 | 0 | 0 | 0 | 0 | 0 | 0 | 0 | 0 | 0 | 0
| Cloud Server | Yes | No | No | No | No | No | No | No | No | No | Yes | No | Yes | No | Yes | No | No | No | No | Yes | No | No | Yes | Yes | No | Yes | Yes | No | 0 | 0 | 0 | 0 | 0 | 0 | 0 | 0 | 0 | 0 | 0 | 0 | 0 | 0 | 0 | 0 | 0 | 0 | 0 | 0 | 0 | 0 | 0 | 0 | 0 | 0 | 0 | 0 | 0 | 0 | 0 | 0 | 0 | 0 | 0 | 0 | 0 | 0 | 0 | 0 | 0 | 0 | 0 | 0 | 0 | 0 | 0 | 0 | 0 | 0 | 0 | 0 | 0 | 0 | 0 | 0 | 0 | 0 | 0 | 0 | 0 | 0 | 0 | 0 | 0 | 0 | 0 | 0
1) | Networking of Luminaires and Devices
2) | Occupancy Sensing
Definition: The capability to affect the operation of lighting or other equipment based upon detecting the presence or absence of people in a space or exterior environment.
Does the system have occupancy sensing capability? |  | Yes | Yes | Yes | Yes | Yes | Yes | Yes | Yes | Yes | Yes | Yes | Yes | Yes | Yes | Yes | Yes | Yes | Yes | Yes | Yes | Yes | Yes | Yes | Yes | Yes | Yes | Yes | Yes | 0 | 0 | 0 | 0 | 0 | 0 | 0 | 0 | 0 | 0 | 0 | 0 | 0 | 0 | 0 | 0 | 0 | 0 | 0 | 0 | 0 | 0 | 0 | 0 | 0 | 0 | 0 | 0 | 0 | 0 | 0 | 0 | 0 | 0 | 0 | 0 | 0 | 0 | 0 | 0 | 0 | 0 | 0 | 0 | 0 | 0 | 0 | 0 | 0 | 0 | 0 | 0 | 0 | 0 | 0 | 0 | 0 | 0 | 0 | 0 | 0 | 0 | 0 | 0 | 0 | 0 | 0 | 0
Does the system have a vacancy mode option? (manual on, automatic off) |  | Yes | Yes | Yes | Yes | Yes | Yes | Yes | Yes | Yes | Yes | Yes | Yes | Yes | Yes | Yes | Yes | Yes | Yes | Yes | No | Yes | Yes | Yes | Yes | Yes | Yes | No | Yes | 0 | 0 | 0 | 0 | 0 | 0 | 0 | 0 | 0 | 0 | 0 | 0 | 0 | 0 | 0 | 0 | 0 | 0 | 0 | 0 | 0 | 0 | 0 | 0 | 0 | 0 | 0 | 0 | 0 | 0 | 0 | 0 | 0 | 0 | 0 | 0 | 0 | 0 | 0 | 0 | 0 | 0 | 0 | 0 | 0 | 0 | 0 | 0 | 0 | 0 | 0 | 0 | 0 | 0 | 0 | 0 | 0 | 0 | 0 | 0 | 0 | 0 | 0 | 0 | 0 | 0 | 0 | 0
Is automatic-on the default setting (as opposed to vacancy sensing)? Include a reference describing how this setting changed. |  | Yes | No | Yes | Yes | Yes | Yes | Yes | Yes | Yes | Yes | Yes | Yes | Yes | Yes | Yes | Yes | Yes | Yes | Yes | Yes | Yes | Yes | Yes | Yes | Yes | No | Yes | Yes | 0 | 0 | 0 | 0 | 0 | 0 | 0 | 0 | 0 | 0 | 0 | 0 | 0 | 0 | 0 | 0 | 0 | 0 | 0 | 0 | 0 | 0 | 0 | 0 | 0 | 0 | 0 | 0 | 0 | 0 | 0 | 0 | 0 | 0 | 0 | 0 | 0 | 0 | 0 | 0 | 0 | 0 | 0 | 0 | 0 | 0 | 0 | 0 | 0 | 0 | 0 | 0 | 0 | 0 | 0 | 0 | 0 | 0 | 0 | 0 | 0 | 0 | 0 | 0 | 0 | 0 | 0 | 0
What mode(s) of detection are offered in single mode?
| Microphonic | [9 empty] | Microphonic
Microwave
Optical
| PIR | PIR | PIR | PIR | PIR | PIR | PIR | PIR | PIR | PIR | PIR | PIR | PIR | PIR | PIR |  | PIR | PIR | PIR | PIR | PIR | PIR | PIR | PIR | PIR | PIR | PIR | PIR | PIR
| Ultrasonic |  |  |  | Ultrasonic | [5 empty] | Ultrasonic |  |  |  |  | Ultrasonic | [9 empty] | Ultrasonic | Ultrasonic |  | Ultrasonic
Video
| Other (explain) | [9 empty] | multi-technology | [7 empty] | SimplySNAP can interface with a variety of wired motion sensors, as long as the sensor can provide our controller with a 0-24V DC sensor output. | SimplySNAP can interface with a variety of wired motion sensors, as long as the sensor can provide our controller with a 0-24V DC sensor output.
What mode(s) of detection are offered in dual mode?
| Microphonic | [9 empty] | Microphonic |  |  | Microphonic |  |  |  |  | Microphonic |  |  | Microphonic |  |  |  | Microphonic
Microwave
Optical
| PIR | PIR | PIR |  | PIR |  | PIR |  |  |  | PIR |  |  | PIR | PIR | PIR | PIR |  | PIR | PIR |  | PIR |  |  |  | PIR | PIR |  | PIR
| Ultrasonic | Ultrasonic | Ultrasonic |  | Ultrasonic |  | Ultrasonic |  |  |  | Ultrasonic |  |  |  |  | Ultrasonic | Ultrasonic |  | Ultrasonic | [6 empty] | Ultrasonic | Ultrasonic |  | Ultrasonic
Video
| Other (explain) | [9 empty] | Microphonic & Ultrasound | [7 empty] | SimplySNAP can interface with a variety of wired motion sensors, as long as the sensor can provide our controller with a 0-24V DC sensor output. | SimplySNAP can interface with a variety of wired motion sensors, as long as the sensor can provide our controller with a 0-24V DC sensor output.
For PIR sensors, what coverage options are offered, as defined in NEMA WD7-2011, for standard height?
| Ceiling | Ceiling | Ceiling | Ceiling | Ceiling | Ceiling | Ceiling |  | Ceiling | Ceiling | Ceiling | Ceiling | Ceiling | Ceiling | Ceiling | Ceiling | Ceiling | Ceiling | Ceiling |  | Ceiling | Ceiling | Ceiling | Ceiling | Ceiling | Ceiling | Ceiling | Ceiling | Ceiling
| Corner | Corner | Corner |  | Corner |  |  |  | Corner |  | Corner | Corner |  |  |  |  | Corner |  | Corner |  |  | Corner |  | Corner | Corner | Corner |  |  | Corner
| Corridor | Corridor |  |  | Corridor |  | Corridor |  | Corridor |  | Corridor | Corridor |  |  |  |  | Corridor |  | Corridor |  |  | Corridor |  | Corridor | Corridor | Corridor |  |  | Corridor
| Wall |  | Wall |  | Wall |  | Wall |  | Wall |  |  | Wall |  |  |  | Wall | Wall |  | Wall |  |  | Wall |  | Wall | Wall |  |  | Wall | Wall
| Other (explain) |  | Wide-range | [18 empty] | Fixture Mount
For PIR sensors, what coverage options are offered, as defined in NEMA WD7-2011, for high-bay height?
| Ceiling | Ceiling | Ceiling | Ceiling |  |  | Ceiling |  |  |  | Ceiling | Ceiling |  | Ceiling | Ceiling | Ceiling | Ceiling | Ceiling | Ceiling |  | Ceiling | Ceiling | Ceiling | Ceiling | Ceiling | Ceiling | Ceiling |  | Ceiling
| Corner | Corner | [8 empty] | Corner | Corner | [11 empty] | Corner | Corner | Corner
| Corridor | Corridor | [8 empty] | Corridor | Corridor | [6 empty] | Corridor |  |  | Corridor |  | Corridor | Corridor | Corridor
| Wall | [7 empty] | Wall |  |  | Wall | [11 empty] | Wall | Wall
| Other (explain) |  |  |  | High bay ceiling with 3rd party wired sensor |  |  |  | Standard Height can mount on racks and communicate with high bay fixtures. Reference
What is the default time delay setting in minutes? |  | 4 minutes | 30 minutes | 30 minutes | 15 minutes | 15 minutes | 20 minutes | 20 minutes | 15 minutes | 20 | 10 minutes for wired sensors & 5 minutes for wireless sensors (software adjustable) | Depends on Time of Day & Space (Between 1-20 Mins.) | 7.5 minutes after vacancy, the lights will dim to their dim level. After 2.5 more minutes of no activity, the lights will turn off. | 10 | 20 | Varies from 30sec to 10min depending on sensor model | 15 | 20 | 30 minutes | 30 minutes | 2 | 7.5 minutes idle time to dim, additional 2.5 minutes at minimum dim before turning off. | 5 minutes idle time to dim, additional 5 minutes slow ramp to reach dim level. Sensor does not turn off. | Depends on Time of Day & Space (Between 1-20 Mins.) | Depends on Time of Day & Space (Between 1-20 Mins.) | 5 minutes | 5m | 60 seconds | 20 | 0 | 0 | 0 | 0 | 0 | 0 | 0 | 0 | 0 | 0 | 0 | 0 | 0 | 0 | 0 | 0 | 0 | 0 | 0 | 0 | 0 | 0 | 0 | 0 | 0 | 0 | 0 | 0 | 0 | 0 | 0 | 0 | 0 | 0 | 0 | 0 | 0 | 0 | 0 | 0 | 0 | 0 | 0 | 0 | 0 | 0 | 0 | 0 | 0 | 0 | 0 | 0 | 0 | 0 | 0 | 0 | 0 | 0 | 0 | 0 | 0 | 0 | 0 | 0 | 0 | 0 | 0 | 0
Is time delay field adjustable? If yes, include a reference describing how |  | Yes | Yes | Yes | Yes | Yes | Yes | Yes | Yes | Yes | Yes | Yes | Yes | Yes | Yes | Yes | Yes | Yes | Yes | Yes | Yes | Yes | Yes | Yes | Yes | Yes | Yes | Yes | Yes | 0 | 0 | 0 | 0 | 0 | 0 | 0 | 0 | 0 | 0 | 0 | 0 | 0 | 0 | 0 | 0 | 0 | 0 | 0 | 0 | 0 | 0 | 0 | 0 | 0 | 0 | 0 | 0 | 0 | 0 | 0 | 0 | 0 | 0 | 0 | 0 | 0 | 0 | 0 | 0 | 0 | 0 | 0 | 0 | 0 | 0 | 0 | 0 | 0 | 0 | 0 | 0 | 0 | 0 | 0 | 0 | 0 | 0 | 0 | 0 | 0 | 0 | 0 | 0 | 0 | 0 | 0 | 0
Can the sensitivity and range of the system response to occupancy be adjusted? If yes, include a reference describing how |  | No | Yes | Yes | Yes | No | Yes | Yes | Yes | Yes | No | Yes | No | Yes | No | Yes | Yes | Yes | No | No | Yes | Yes | Yes | Yes | Yes | No | Yes | No | Yes | 0 | 0 | 0 | 0 | 0 | 0 | 0 | 0 | 0 | 0 | 0 | 0 | 0 | 0 | 0 | 0 | 0 | 0 | 0 | 0 | 0 | 0 | 0 | 0 | 0 | 0 | 0 | 0 | 0 | 0 | 0 | 0 | 0 | 0 | 0 | 0 | 0 | 0 | 0 | 0 | 0 | 0 | 0 | 0 | 0 | 0 | 0 | 0 | 0 | 0 | 0 | 0 | 0 | 0 | 0 | 0 | 0 | 0 | 0 | 0 | 0 | 0 | 0 | 0 | 0 | 0 | 0 | 0
Does the system have the ability to set a dim level rather than off when unoccupied? (can the lights be set to 30% dim level rather than off when no occupancy is detected?) If yes, include a reference describing how |  | Yes | Yes | Yes | Yes | Yes | Yes | Yes | No | Yes | Yes | Yes | No | Yes | Yes | Yes | Yes | Yes | Yes | Yes | Yes | Yes | Yes | Yes | Yes | No | Yes | Yes | Yes | 0 | 0 | 0 | 0 | 0 | 0 | 0 | 0 | 0 | 0 | 0 | 0 | 0 | 0 | 0 | 0 | 0 | 0 | 0 | 0 | 0 | 0 | 0 | 0 | 0 | 0 | 0 | 0 | 0 | 0 | 0 | 0 | 0 | 0 | 0 | 0 | 0 | 0 | 0 | 0 | 0 | 0 | 0 | 0 | 0 | 0 | 0 | 0 | 0 | 0 | 0 | 0 | 0 | 0 | 0 | 0 | 0 | 0 | 0 | 0 | 0 | 0 | 0 | 0 | 0 | 0 | 0 | 0
| If yes, is this unoccupied dim level adjustable? If yes, include a reference describing how | Yes | Yes | Yes | Yes | Yes | Yes | Yes | Yes | Yes | Yes | Yes | Yes | Yes | Yes | Yes | Yes | Yes | Yes | Yes | Yes | Yes | Yes | Yes | Yes | No | Yes | Yes | Yes | 0 | 0 | 0 | 0 | 0 | 0 | 0 | 0 | 0 | 0 | 0 | 0 | 0 | 0 | 0 | 0 | 0 | 0 | 0 | 0 | 0 | 0 | 0 | 0 | 0 | 0 | 0 | 0 | 0 | 0 | 0 | 0 | 0 | 0 | 0 | 0 | 0 | 0 | 0 | 0 | 0 | 0 | 0 | 0 | 0 | 0 | 0 | 0 | 0 | 0 | 0 | 0 | 0 | 0 | 0 | 0 | 0 | 0 | 0 | 0 | 0 | 0 | 0 | 0 | 0 | 0 | 0 | 0
2) | Occupancy Sensing
3) | Traffic Sensing (Exterior only)
Definition: The capability to affect the operation of lighting or other equipment based upon detecting the presence or absence of moving vehicles in an area or exterior environment. Exterior systems may satisfy this requirement through External System
Does the system have traffic sensing capability? |  | No | No | No | No | No | Yes | Yes | No | No | Yes | Yes | No | Yes | Yes | No | No | No | No | Yes | No | No | No | No | Yes | No | No | No | No | 0 | 0 | 0 | 0 | 0 | 0 | 0 | 0 | 0 | 0 | 0 | 0 | 0 | 0 | 0 | 0 | 0 | 0 | 0 | 0 | 0 | 0 | 0 | 0 | 0 | 0 | 0 | 0 | 0 | 0 | 0 | 0 | 0 | 0 | 0 | 0 | 0 | 0 | 0 | 0 | 0 | 0 | 0 | 0 | 0 | 0 | 0 | 0 | 0 | 0 | 0 | 0 | 0 | 0 | 0 | 0 | 0 | 0 | 0 | 0 | 0 | 0 | 0 | 0 | 0 | 0 | 0 | 0
What mode(s) of detection are offered?
Microphonic
Microwave
Optical
| PIR | [5 empty] | PIR | PIR |  |  | PIR | PIR |  |  | PIR |  |  |  |  | PIR |  |  |  |  | PIR
Ultrasonic
Video
| Other (explain) | [12 empty] | Controller with external trigger | [5 empty] | SimplySNAP can interface with a variety of motion sensors, as long as the sensor can provide our controller with a 0-24V DC sensor output.
What is the default time delay setting in minutes? | [6 empty] | 20 | 20 |  |  | H/W time dalay depends on the sensor. Time delay is software adjustable. | Depends on Time of Day & Space (Between 1-20 Mins.) |  |  | 20 |  |  |  |  | 30 minutes |  |  |  | Depends on Time of Day & Space (Between 1-20 Mins.) | Depends on Time of Day & Space (Between 1-20 Mins.)
Is time delay field adjustable? If yes, include a reference describing how |  | No | No | No | No | No | Yes | Yes | No | No | Yes | Yes | No | No | Yes | No | No | No | No | Yes | No | No | No | No | Yes | No | No | No | No | 0 | 0 | 0 | 0 | 0 | 0 | 0 | 0 | 0 | 0 | 0 | 0 | 0 | 0 | 0 | 0 | 0 | 0 | 0 | 0 | 0 | 0 | 0 | 0 | 0 | 0 | 0 | 0 | 0 | 0 | 0 | 0 | 0 | 0 | 0 | 0 | 0 | 0 | 0 | 0 | 0 | 0 | 0 | 0 | 0 | 0 | 0 | 0 | 0 | 0 | 0 | 0 | 0 | 0 | 0 | 0 | 0 | 0 | 0 | 0 | 0 | 0 | 0 | 0 | 0 | 0 | 0 | 0
Can the sensitivity and range of the system response to occupancy be adjusted? If yes, include a reference describing how |  | No | No | No | No | No | No | No | No | No | No | Yes | No | No | No | No | No | No | No | No | No | No | No | No | Yes | No | No | No | No | 0 | 0 | 0 | 0 | 0 | 0 | 0 | 0 | 0 | 0 | 0 | 0 | 0 | 0 | 0 | 0 | 0 | 0 | 0 | 0 | 0 | 0 | 0 | 0 | 0 | 0 | 0 | 0 | 0 | 0 | 0 | 0 | 0 | 0 | 0 | 0 | 0 | 0 | 0 | 0 | 0 | 0 | 0 | 0 | 0 | 0 | 0 | 0 | 0 | 0 | 0 | 0 | 0 | 0 | 0 | 0 | 0 | 0 | 0 | 0 | 0 | 0 | 0 | 0 | 0 | 0 | 0 | 0
Does the system have the ability to set a dim level rather than off when unoccupied? (can the lights be set to 30% dim level rather than off when no occupancy is detected?) If yes, include a reference describing how |  | No | No | No | No | No | Yes | Yes | No | No | Yes | Yes | No | Yes | Yes | No | No | No | No | Yes | No | No | No | No | Yes | No | No | No | No | 0 | 0 | 0 | 0 | 0 | 0 | 0 | 0 | 0 | 0 | 0 | 0 | 0 | 0 | 0 | 0 | 0 | 0 | 0 | 0 | 0 | 0 | 0 | 0 | 0 | 0 | 0 | 0 | 0 | 0 | 0 | 0 | 0 | 0 | 0 | 0 | 0 | 0 | 0 | 0 | 0 | 0 | 0 | 0 | 0 | 0 | 0 | 0 | 0 | 0 | 0 | 0 | 0 | 0 | 0 | 0 | 0 | 0 | 0 | 0 | 0 | 0 | 0 | 0 | 0 | 0 | 0 | 0
| If yes, is this unoccupied dim level adjustable? If yes, include a reference describing how | No | No | No | No | No | Yes | Yes | No | No | Yes | Yes | No | Yes | Yes | No | No | No | No | Yes | No | No | No | No | Yes | No | No | No | No | 0 | 0 | 0 | 0 | 0 | 0 | 0 | 0 | 0 | 0 | 0 | 0 | 0 | 0 | 0 | 0 | 0 | 0 | 0 | 0 | 0 | 0 | 0 | 0 | 0 | 0 | 0 | 0 | 0 | 0 | 0 | 0 | 0 | 0 | 0 | 0 | 0 | 0 | 0 | 0 | 0 | 0 | 0 | 0 | 0 | 0 | 0 | 0 | 0 | 0 | 0 | 0 | 0 | 0 | 0 | 0 | 0 | 0 | 0 | 0 | 0 | 0 | 0 | 0 | 0 | 0 | 0 | 0
3) | Traffic Sensing (Exterior only)
4) | Daylight Harvesting / Photocell Control
Definition: The capability to automatically affect the operation of lighting or other equipment based on the amount of daylight and/or ambient light that is present in a space, area, or exterior environment. This capability is typically called Daylight
Does the system have Daylight Harvesting / Photocell Control capability? |  | Yes | Yes | Yes | Yes | Yes | Yes | Yes | Yes | Yes | Yes | Yes | Yes | Yes | Yes | Yes | Yes | Yes | Yes | Yes | Yes | Yes | Yes | Yes | Yes | Yes | Yes | Yes | Yes | 0 | 0 | 0 | 0 | 0 | 0 | 0 | 0 | 0 | 0 | 0 | 0 | 0 | 0 | 0 | 0 | 0 | 0 | 0 | 0 | 0 | 0 | 0 | 0 | 0 | 0 | 0 | 0 | 0 | 0 | 0 | 0 | 0 | 0 | 0 | 0 | 0 | 0 | 0 | 0 | 0 | 0 | 0 | 0 | 0 | 0 | 0 | 0 | 0 | 0 | 0 | 0 | 0 | 0 | 0 | 0 | 0 | 0 | 0 | 0 | 0 | 0 | 0 | 0 | 0 | 0 | 0 | 0
Does the system offer open loop, closed loop, or both?
| Open loop | Yes | No | No | Yes | No | Yes | Yes | Yes | No | Yes | No | No | Yes | No | Yes | Yes | No | Yes | Yes | No | Yes | Yes | No | No | No | Yes | No | Yes | 0 | 0 | 0 | 0 | 0 | 0 | 0 | 0 | 0 | 0 | 0 | 0 | 0 | 0 | 0 | 0 | 0 | 0 | 0 | 0 | 0 | 0 | 0 | 0 | 0 | 0 | 0 | 0 | 0 | 0 | 0 | 0 | 0 | 0 | 0 | 0 | 0 | 0 | 0 | 0 | 0 | 0 | 0 | 0 | 0 | 0 | 0 | 0 | 0 | 0 | 0 | 0 | 0 | 0 | 0 | 0 | 0 | 0 | 0 | 0 | 0 | 0 | 0 | 0 | 0 | 0 | 0 | 0
| Closed loop | No | Yes | Yes | Yes | Yes | Yes | No | No | Yes | Yes | Yes | Yes | Yes | Yes | Yes | Yes | Yes | No | No | Yes | Yes | Yes | Yes | Yes | Yes | Yes | Yes | Yes | 0 | 0 | 0 | 0 | 0 | 0 | 0 | 0 | 0 | 0 | 0 | 0 | 0 | 0 | 0 | 0 | 0 | 0 | 0 | 0 | 0 | 0 | 0 | 0 | 0 | 0 | 0 | 0 | 0 | 0 | 0 | 0 | 0 | 0 | 0 | 0 | 0 | 0 | 0 | 0 | 0 | 0 | 0 | 0 | 0 | 0 | 0 | 0 | 0 | 0 | 0 | 0 | 0 | 0 | 0 | 0 | 0 | 0 | 0 | 0 | 0 | 0 | 0 | 0 | 0 | 0 | 0 | 0
Does the system have the capability to turn a light source fully off when sufficient daylight is present? If yes, include a reference describing how this is accomplished. |  | Yes | Yes | No | Yes | No | Yes | Yes | Yes | Yes | Yes | Yes | No | Yes | Yes | Yes | Yes | No | Yes | Yes | Yes | Yes | Yes | Yes | Yes | Yes | Yes | Yes | Yes | 0 | 0 | 0 | 0 | 0 | 0 | 0 | 0 | 0 | 0 | 0 | 0 | 0 | 0 | 0 | 0 | 0 | 0 | 0 | 0 | 0 | 0 | 0 | 0 | 0 | 0 | 0 | 0 | 0 | 0 | 0 | 0 | 0 | 0 | 0 | 0 | 0 | 0 | 0 | 0 | 0 | 0 | 0 | 0 | 0 | 0 | 0 | 0 | 0 | 0 | 0 | 0 | 0 | 0 | 0 | 0 | 0 | 0 | 0 | 0 | 0 | 0 | 0 | 0 | 0 | 0 | 0 | 0
| If yes, describe any additional components needed | No physical components needed. Just software programming. | None | 0 | NA | 0 | AFC requires external power pack | AFC requires external power pack | 0 | 0 | By adjusting the "Remainder" value | 0 | 0 | 0 | 0-10 or DALI dim to off LED drivers | No additional components needed | Nothing else needed. | 0 | A compatible 0-10VDC photocell is required. | A compatible 0-10VDC photocell is required. | 0 | 0 | 0 | 0 | 0 | No additional componets are required | 0 | None, integrated in the light | 0 | 0 | 0 | 0 | 0 | 0 | 0 | 0 | 0 | 0 | 0 | 0 | 0 | 0 | 0 | 0 | 0 | 0 | 0 | 0 | 0 | 0 | 0 | 0 | 0 | 0 | 0 | 0 | 0 | 0 | 0 | 0 | 0 | 0 | 0 | 0 | 0 | 0 | 0 | 0 | 0 | 0 | 0 | 0 | 0 | 0 | 0 | 0 | 0 | 0 | 0 | 0 | 0 | 0 | 0 | 0 | 0 | 0 | 0 | 0 | 0 | 0 | 0 | 0 | 0 | 0 | 0 | 0 | 0
Does the system provide integration with shading systems? If yes, include a reference describing how this is accomplished. |  | No | No | No | No | No | No | No | Yes | No | Yes | No | No | No | No | Yes | Yes | No | No | No | No | Yes | No | No | No | No | Yes | No | Yes | 0 | 0 | 0 | 0 | 0 | 0 | 0 | 0 | 0 | 0 | 0 | 0 | 0 | 0 | 0 | 0 | 0 | 0 | 0 | 0 | 0 | 0 | 0 | 0 | 0 | 0 | 0 | 0 | 0 | 0 | 0 | 0 | 0 | 0 | 0 | 0 | 0 | 0 | 0 | 0 | 0 | 0 | 0 | 0 | 0 | 0 | 0 | 0 | 0 | 0 | 0 | 0 | 0 | 0 | 0 | 0 | 0 | 0 | 0 | 0 | 0 | 0 | 0 | 0 | 0 | 0 | 0 | 0
| If yes, describe any additional components needed | [7 empty] | shade controller from third party, The EnOcean llight sensor uses a standard communication profile so shade companies can use the info to control shades. |  | Can be integrated with other systems such as MechoSystems SolarTrac. |  |  |  |  | Requires WGA100 adapter | [10 empty] | A shading system |  | Contact Closure or RS232 Interface
Can the response of the system to the data from the photosensor be adjusted? If yes, include a reference describing how this is accomplished. |  | No | No | No | Yes | Yes | No | No | Yes | Yes | Yes | Yes | Yes | Yes | Yes | No | Yes | No | Yes | Yes | Yes | Yes | Yes | Yes | Yes | Yes | Yes | No | Yes | 0 | 0 | 0 | 0 | 0 | 0 | 0 | 0 | 0 | 0 | 0 | 0 | 0 | 0 | 0 | 0 | 0 | 0 | 0 | 0 | 0 | 0 | 0 | 0 | 0 | 0 | 0 | 0 | 0 | 0 | 0 | 0 | 0 | 0 | 0 | 0 | 0 | 0 | 0 | 0 | 0 | 0 | 0 | 0 | 0 | 0 | 0 | 0 | 0 | 0 | 0 | 0 | 0 | 0 | 0 | 0 | 0 | 0 | 0 | 0 | 0 | 0 | 0 | 0 | 0 | 0 | 0 | 0
Are the output light levels for daylight harvesting/photocell control continuously variable (more than 99 steps)? |  | No | No | Yes | Yes | Yes | Yes | Yes | Yes | Yes | Yes | Yes | Yes | Yes | Yes | Yes | Yes | Yes | Yes | Yes | Yes | Yes | Yes | Yes | Yes | Yes | Yes | Yes | Yes | 0 | 0 | 0 | 0 | 0 | 0 | 0 | 0 | 0 | 0 | 0 | 0 | 0 | 0 | 0 | 0 | 0 | 0 | 0 | 0 | 0 | 0 | 0 | 0 | 0 | 0 | 0 | 0 | 0 | 0 | 0 | 0 | 0 | 0 | 0 | 0 | 0 | 0 | 0 | 0 | 0 | 0 | 0 | 0 | 0 | 0 | 0 | 0 | 0 | 0 | 0 | 0 | 0 | 0 | 0 | 0 | 0 | 0 | 0 | 0 | 0 | 0 | 0 | 0 | 0 | 0 | 0 | 0
| If not continuously variable, how many steps? | 20 steps | 20 steps | 0 | 0 | 0 | 0 | 0 | 0 | 0 | N/A | 0 | 0 | 0 | 0 | 0 | NA | 0 | 0 | 0 | 0 | 0 | 0 | 0 | 0 | Not in steps | 0 | 0 | 0 | 0 | 0 | 0 | 0 | 0 | 0 | 0 | 0 | 0 | 0 | 0 | 0 | 0 | 0 | 0 | 0 | 0 | 0 | 0 | 0 | 0 | 0 | 0 | 0 | 0 | 0 | 0 | 0 | 0 | 0 | 0 | 0 | 0 | 0 | 0 | 0 | 0 | 0 | 0 | 0 | 0 | 0 | 0 | 0 | 0 | 0 | 0 | 0 | 0 | 0 | 0 | 0 | 0 | 0 | 0 | 0 | 0 | 0 | 0 | 0 | 0 | 0 | 0 | 0 | 0 | 0 | 0 | 0
Does the system have the capability to report photosensor settings (adjustable input parameters) in a user interface? |  | Yes | Yes | No | Yes | Yes | Yes | Yes | No | Yes | Yes | Yes | Yes | Yes | Yes | Yes | Yes | Yes | No | No | Yes | Yes | Yes | Yes | Yes | No | Yes | No | Yes | 0 | 0 | 0 | 0 | 0 | 0 | 0 | 0 | 0 | 0 | 0 | 0 | 0 | 0 | 0 | 0 | 0 | 0 | 0 | 0 | 0 | 0 | 0 | 0 | 0 | 0 | 0 | 0 | 0 | 0 | 0 | 0 | 0 | 0 | 0 | 0 | 0 | 0 | 0 | 0 | 0 | 0 | 0 | 0 | 0 | 0 | 0 | 0 | 0 | 0 | 0 | 0 | 0 | 0 | 0 | 0 | 0 | 0 | 0 | 0 | 0 | 0 | 0 | 0 | 0 | 0 | 0 | 0
Does the system have a 5 or 7-pin ANSI c136.41 socket for photosensor control with dimming? |  | No | No | No | No | No | Yes | Yes | No | No | Yes | No | No | No | No | No | No | No | No | Yes | No | No | No | No | No | No | No | No | No | 0 | 0 | 0 | 0 | 0 | 0 | 0 | 0 | 0 | 0 | 0 | 0 | 0 | 0 | 0 | 0 | 0 | 0 | 0 | 0 | 0 | 0 | 0 | 0 | 0 | 0 | 0 | 0 | 0 | 0 | 0 | 0 | 0 | 0 | 0 | 0 | 0 | 0 | 0 | 0 | 0 | 0 | 0 | 0 | 0 | 0 | 0 | 0 | 0 | 0 | 0 | 0 | 0 | 0 | 0 | 0 | 0 | 0 | 0 | 0 | 0 | 0 | 0 | 0 | 0 | 0 | 0 | 0
4) | Daylight Harvesting / Photocell Control
5) | High-End Trim
Definition: The capability to set the maximum light output to a less-than-maximum state of an individual or group of luminaires at the time of installation or commissioning. High-End Trim must be field reconfigurable. This capability is distinct from au
Does the system have field-reconfigurable high-end trim capability? |  | Yes | Yes | Yes | Yes | Yes | Yes | Yes | Yes | Yes | Yes | Yes | Yes | Yes | Yes | Yes | Yes | Yes | Yes | Yes | Yes | Yes | Yes | Yes | Yes | Yes | Yes | Yes | Yes | 0 | 0 | 0 | 0 | 0 | 0 | 0 | 0 | 0 | 0 | 0 | 0 | 0 | 0 | 0 | 0 | 0 | 0 | 0 | 0 | 0 | 0 | 0 | 0 | 0 | 0 | 0 | 0 | 0 | 0 | 0 | 0 | 0 | 0 | 0 | 0 | 0 | 0 | 0 | 0 | 0 | 0 | 0 | 0 | 0 | 0 | 0 | 0 | 0 | 0 | 0 | 0 | 0 | 0 | 0 | 0 | 0 | 0 | 0 | 0 | 0 | 0 | 0 | 0 | 0 | 0 | 0 | 0
How low as a % of maximum can high-end trim be adjusted? |  | 0.1 | 0.01 | Adjustable high-end trim from 10% to 100% | 0.55 | 0.05 | 0.01 | 0.01 | down to 0% | 99% includes both High and Low end trim | 0 | 0.01 | 1 | 1 | 0 | 0.01 | 0.55 | 0.5 | 1 | 1 | 0 | 1 | 1 | 0.01 | 0.01 | as low as 0% | Dependant on light fixture/driver | 0 | 0.01 | 0 | 0 | 0 | 0 | 0 | 0 | 0 | 0 | 0 | 0 | 0 | 0 | 0 | 0 | 0 | 0 | 0 | 0 | 0 | 0 | 0 | 0 | 0 | 0 | 0 | 0 | 0 | 0 | 0 | 0 | 0 | 0 | 0 | 0 | 0 | 0 | 0 | 0 | 0 | 0 | 0 | 0 | 0 | 0 | 0 | 0 | 0 | 0 | 0 | 0 | 0 | 0 | 0 | 0 | 0 | 0 | 0 | 0 | 0 | 0 | 0 | 0 | 0 | 0 | 0 | 0 | 0 | 0
Does the system have the capability to report out high-end trim settings? |  | Yes | Yes | Yes | Yes | Yes | Yes | Yes | No | Yes | Yes | Yes | Yes | Yes | Yes | Yes | Yes | Yes | Yes | Yes | Yes | Yes | Yes | Yes | Yes | No | Yes | Yes | Yes | 0 | 0 | 0 | 0 | 0 | 0 | 0 | 0 | 0 | 0 | 0 | 0 | 0 | 0 | 0 | 0 | 0 | 0 | 0 | 0 | 0 | 0 | 0 | 0 | 0 | 0 | 0 | 0 | 0 | 0 | 0 | 0 | 0 | 0 | 0 | 0 | 0 | 0 | 0 | 0 | 0 | 0 | 0 | 0 | 0 | 0 | 0 | 0 | 0 | 0 | 0 | 0 | 0 | 0 | 0 | 0 | 0 | 0 | 0 | 0 | 0 | 0 | 0 | 0 | 0 | 0 | 0 | 0
| If so, what settings are available to be reported? | initial light level, lamp hours 100% light level, group number | Current high end trim value | Max setting level | 0 | Actual % level set | Light State, Min Level (%), Max Level (%), Current Level (%), and Dimmer Position (%) are displayed on the Details page in the GUI (WRC and AFC). This information can be pulled as part of the Detail Device Report in either PDF or CSV formats. | Light State, Min Level (%), Max Level (%), Current Level (%), and Dimmer Position (%) are displayed on the Details page in the GUI (WRC and AFC). This information can be pulled as part of the Detail Device Report in either PDF or CSV formats. | 0 | high end and low end trim | No reports | Yes, by using % control signal, % light output, and %power. | High End Trim% | max trim level | 0 | Task tuning setting per zone | The high end trim value per fixture or controlled zone. | Occupied Level (light output %) | Maximum dimming % | Maximum dimming % | Percent active output | High End Trim Voltage | High End Trim%, High End Trim Voltage | Yes, by using % control signal, % light output, and %power. | Yes, by using % control signal, % light output, and %power. | 0 | The high-end trim level | Numbers on the Control Center | Trim percentage | 0 | 0 | 0 | 0 | 0 | 0 | 0 | 0 | 0 | 0 | 0 | 0 | 0 | 0 | 0 | 0 | 0 | 0 | 0 | 0 | 0 | 0 | 0 | 0 | 0 | 0 | 0 | 0 | 0 | 0 | 0 | 0 | 0 | 0 | 0 | 0 | 0 | 0 | 0 | 0 | 0 | 0 | 0 | 0 | 0 | 0 | 0 | 0 | 0 | 0 | 0 | 0 | 0 | 0 | 0 | 0 | 0 | 0 | 0 | 0 | 0 | 0 | 0 | 0 | 0 | 0 | 0 | 0
Are the settings for high end trim continuously variable (more than 99 steps)? |  | No | Yes | Yes | Yes | Yes | Yes | Yes | Yes | Yes | Yes | Yes | Yes | Yes | Yes | Yes | Yes | No | Yes | Yes | Yes | Yes | Yes | Yes | Yes | Yes | Yes | Yes | Yes | 0 | 0 | 0 | 0 | 0 | 0 | 0 | 0 | 0 | 0 | 0 | 0 | 0 | 0 | 0 | 0 | 0 | 0 | 0 | 0 | 0 | 0 | 0 | 0 | 0 | 0 | 0 | 0 | 0 | 0 | 0 | 0 | 0 | 0 | 0 | 0 | 0 | 0 | 0 | 0 | 0 | 0 | 0 | 0 | 0 | 0 | 0 | 0 | 0 | 0 | 0 | 0 | 0 | 0 | 0 | 0 | 0 | 0 | 0 | 0 | 0 | 0 | 0 | 0 | 0 | 0 | 0 | 0
| If not continuously variable, how many steps? | 20 steps | 99 steps | 0 | 0 | 0 | 0 | 0 | 0 | 0 | See row 140 | 0 | 0 | 0 | 0 | 0 | 0 | 11 | 0 | 0 | 0 | 0 | 0 | 0 | 0 | Not in steps | 255, or as per the driver/fixture | 0 | 0 | 0 | 0 | 0 | 0 | 0 | 0 | 0 | 0 | 0 | 0 | 0 | 0 | 0 | 0 | 0 | 0 | 0 | 0 | 0 | 0 | 0 | 0 | 0 | 0 | 0 | 0 | 0 | 0 | 0 | 0 | 0 | 0 | 0 | 0 | 0 | 0 | 0 | 0 | 0 | 0 | 0 | 0 | 0 | 0 | 0 | 0 | 0 | 0 | 0 | 0 | 0 | 0 | 0 | 0 | 0 | 0 | 0 | 0 | 0 | 0 | 0 | 0 | 0 | 0 | 0 | 0 | 0 | 0
What is the factory default setting for high-end trim, in terms of % max control signal or percent of light output for integrated systems? |  | 1 | 1 | 0.8 | 1 | 1 | 100% for AFC 70% for WRC | 100% for AFC 70% for WRC | 1 | Construction 75%. After 90%. | No default value; Software configurable setting depends on the user preference and type of luminaire/application | 60-100%, varies by room/space profile template | 1 | 1 | 0.8 | 1 | 99% or lower (varies by load type) | 1 | 100 | 100 | 1 | 100% output at 9.1VDC ("EZ" devices), 100% output at 10VDC ("D" devices) | 100% output at 9.3VDC (adjustable per each control device) | 60-100%, varies by room/space profile template | 60-100%, varies by room/space profile template | No default value; Software configurable setting depends on the user preference and type of luminaire | 1 | 1 | 85% or 100% | 0 | 0 | 0 | 0 | 0 | 0 | 0 | 0 | 0 | 0 | 0 | 0 | 0 | 0 | 0 | 0 | 0 | 0 | 0 | 0 | 0 | 0 | 0 | 0 | 0 | 0 | 0 | 0 | 0 | 0 | 0 | 0 | 0 | 0 | 0 | 0 | 0 | 0 | 0 | 0 | 0 | 0 | 0 | 0 | 0 | 0 | 0 | 0 | 0 | 0 | 0 | 0 | 0 | 0 | 0 | 0 | 0 | 0 | 0 | 0 | 0 | 0 | 0 | 0 | 0 | 0 | 0 | 0
5) | High End Trim
6) | Zoning
Definition: The capability to group luminaires and form unique lighting control zones for a control strategy via software-defined means, and not via physical configuration of mechanical or electrical installation details (e.g. wiring). Interior: Z
Does the system have Zoning capability as defined? |  | Yes | Yes | Yes | Yes | Yes | Yes | Yes | Yes | Yes | Yes | Yes | Yes | Yes | Yes | Yes | Yes | Yes | Yes | Yes | Yes | Yes | Yes | Yes | Yes | Yes | Yes | Yes | Yes | 0 | 0 | 0 | 0 | 0 | 0 | 0 | 0 | 0 | 0 | 0 | 0 | 0 | 0 | 0 | 0 | 0 | 0 | 0 | 0 | 0 | 0 | 0 | 0 | 0 | 0 | 0 | 0 | 0 | 0 | 0 | 0 | 0 | 0 | 0 | 0 | 0 | 0 | 0 | 0 | 0 | 0 | 0 | 0 | 0 | 0 | 0 | 0 | 0 | 0 | 0 | 0 | 0 | 0 | 0 | 0 | 0 | 0 | 0 | 0 | 0 | 0 | 0 | 0 | 0 | 0 | 0 | 0
6) | Zoning
7) | Luminaire and Device Addressability
Definition: The ability to uniquely identify and/or address each individual luminaire, sensor, controller, and user interface device in the lighting system, allowing for configuration and re-configuration of devices and control zones independent of elect
Does the system have Luminaire and Device Addressability capability? |  | Yes | Yes | Yes | Yes | Yes | Yes | Yes | Yes | Yes | Yes | Yes | Yes | Yes | Yes | Yes | Yes | Yes | Yes | Yes | No | Yes | Yes | Yes | Yes | Yes | Yes | Yes | Yes | 0 | 0 | 0 | 0 | 0 | 0 | 0 | 0 | 0 | 0 | 0 | 0 | 0 | 0 | 0 | 0 | 0 | 0 | 0 | 0 | 0 | 0 | 0 | 0 | 0 | 0 | 0 | 0 | 0 | 0 | 0 | 0 | 0 | 0 | 0 | 0 | 0 | 0 | 0 | 0 | 0 | 0 | 0 | 0 | 0 | 0 | 0 | 0 | 0 | 0 | 0 | 0 | 0 | 0 | 0 | 0 | 0 | 0 | 0 | 0 | 0 | 0 | 0 | 0 | 0 | 0 | 0 | 0
7) | Luminaire and Device Addressability
8) | Continuous Dimming
Definition: The capability of a control system to provide control with sufficient resolution (100+ steps) to support light level changes perceived as smooth (as opposed to step dimming with a small number of discrete light levels).
Does the system provide continuous dimming according to the definition above for at least one mode of operation? |  | Yes | Yes | Yes | Yes | Yes | Yes | Yes | Yes | Yes | Yes | Yes | Yes | Yes | Yes | Yes | Yes | Yes | Yes | Yes | Yes | Yes | Yes | Yes | Yes | Yes | Yes | Yes | Yes | 0 | 0 | 0 | 0 | 0 | 0 | 0 | 0 | 0 | 0 | 0 | 0 | 0 | 0 | 0 | 0 | 0 | 0 | 0 | 0 | 0 | 0 | 0 | 0 | 0 | 0 | 0 | 0 | 0 | 0 | 0 | 0 | 0 | 0 | 0 | 0 | 0 | 0 | 0 | 0 | 0 | 0 | 0 | 0 | 0 | 0 | 0 | 0 | 0 | 0 | 0 | 0 | 0 | 0 | 0 | 0 | 0 | 0 | 0 | 0 | 0 | 0 | 0 | 0 | 0 | 0 | 0 | 0
What type(s) of continuous dimming control according to the definition above does the system provide?
| DALI | DALI |  |  |  | DALI |  |  |  |  | DALI |  |  |  | DALI |  | DALI |  |  |  | DALI | [5 empty] | DALI
| DMX | [15 empty] | DMX
| 0-10V | 0-10V | 0-10V |  | 0-10V |  | 0-10V | 0-10V | 0-10V | 0-10V | 0-10V | 0-10V |  | 0-10V | 0-10V | 0-10V | 0-10V | 0-10V | 0-10V | 0-10V | 0-10V | 0-10V | 0-10V | 0-10V | 0-10V | 0-10V | 0-10V |  | 0-10V
| Zigbee |  |  | Zigbee |  | Zigbee |  |  |  |  | Zigbee |  |  |  |  | Zigbee | [9 empty] | Zigbee
| Forward Phase/Triac/ Magnetic Low Voltage (MLV)/Leading Edge |  | Forward Phase/Triac/ Magnetic Low Voltage (MLV)/Leading Edge |  | Forward Phase/Triac/ Magnetic Low Voltage (MLV)/Leading Edge | [5 empty] | Forward Phase/Triac/ Magnetic Low Voltage (MLV)/Leading Edge |  |  |  |  | Forward Phase/Triac/ Magnetic Low Voltage (MLV)/Leading Edge | Forward Phase/Triac/ Magnetic Low Voltage (MLV)/Leading Edge |  |  |  |  | Forward Phase/Triac/ Magnetic Low Voltage (MLV)/Leading Edge |  |  |  |  | Forward Phase/Triac/ Magnetic Low Voltage (MLV)/Leading Edge |  | Forward Phase/Triac/ Magnetic Low Voltage (MLV)/Leading Edge
| Reverse Phase/Electronic Low Voltage (ELV)/Trailing Edge |  | Reverse Phase/Electronic Low Voltage (ELV)/Trailing Edge |  | Reverse Phase/Electronic Low Voltage (ELV)/Trailing Edge | [5 empty] | Reverse Phase/Electronic Low Voltage (ELV)/Trailing Edge |  |  |  |  | Reverse Phase/Electronic Low Voltage (ELV)/Trailing Edge | Reverse Phase/Electronic Low Voltage (ELV)/Trailing Edge |  |  |  |  | Reverse Phase/Electronic Low Voltage (ELV)/Trailing Edge |  |  |  |  | Reverse Phase/Electronic Low Voltage (ELV)/Trailing Edge |  | Reverse Phase/Electronic Low Voltage (ELV)/Trailing Edge
| Proprietary |  |  |  | Proprietary | [5 empty] | Proprietary |  | Proprietary |  |  |  | Proprietary | Proprietary |  |  | Proprietary | Proprietary | [6 empty] | Proprietary
| Other |  | Other | [24 empty] | Other
| Notes about "Proprietary" or "Other": |  | PWM | [7 empty] | OSRAM also uses GreenBus II protocol to control lighting in conjunction with 0-10V protocol basesd drivers/ballasts. |  | Digital interface between sensor and driver. |  |  |  | Ecosystem is the proprietary protocol referenced. | Cree SmartCast low-power mesh network |  |  |  | Digital communication via EldoLED "LEDcode" interface | [5 empty] | PWM | Direct Comm to LED Driver
What modes of operation provide continuous dimming according to the definition above?
| Occupancy sensing | Occupancy sensing | Occupancy sensing | Occupancy sensing | Occupancy sensing | Occupancy sensing | Occupancy sensing | Occupancy sensing | Occupancy sensing |  | Occupancy sensing | Occupancy sensing | Occupancy sensing | Occupancy sensing | Occupancy sensing | Occupancy sensing | Occupancy sensing | Occupancy sensing |  |  | Occupancy sensing | Occupancy sensing | Occupancy sensing | Occupancy sensing | Occupancy sensing | Occupancy sensing | Occupancy sensing |  | Occupancy sensing
| Daylight harvesting / photocell control | Daylight harvesting / photocell control |  | Daylight harvesting / photocell control | Daylight harvesting / photocell control | Daylight harvesting / photocell control | Daylight harvesting / photocell control | Daylight harvesting / photocell control | Daylight harvesting / photocell control | Daylight harvesting / photocell control | Daylight harvesting / photocell control | Daylight harvesting / photocell control | Daylight harvesting / photocell control | Daylight harvesting / photocell control | Daylight harvesting / photocell control | Daylight harvesting / photocell control | Daylight harvesting / photocell control | Daylight harvesting / photocell control |  |  | Daylight harvesting / photocell control | Daylight harvesting / photocell control | Daylight harvesting / photocell control | Daylight harvesting / photocell control | Daylight harvesting / photocell control | Daylight harvesting / photocell control | Daylight harvesting / photocell control | Daylight harvesting / photocell control | Daylight harvesting / photocell control
| High-End Trim | High-End Trim | High-End Trim | High-End Trim | High-End Trim | High-End Trim | High-End Trim | High-End Trim | High-End Trim |  | High-End Trim | High-End Trim | High-End Trim | High-End Trim |  | High-End Trim | High-End Trim |  | High-End Trim | High-End Trim | High-End Trim | High-End Trim | High-End Trim | High-End Trim | High-End Trim | High-End Trim | High-End Trim | High-End Trim | High-End Trim
| Personal Control |  | Personal Control | Personal Control | Personal Control | Personal Control | Personal Control |  | Personal Control | Personal Control | Personal Control | Personal Control |  | Personal Control | Personal Control | Personal Control | Personal Control |  |  |  | Personal Control | Personal Control | Personal Control | Personal Control | Personal Control |  | Personal Control | Personal Control | Personal Control
What dimming curve(s) does the control system (not the luminaire/driver) use?
| Linear | Linear | Linear | Linear | Linear |  | Linear | Linear | Linear | Linear |  | Linear | Linear | Linear | Linear | Linear | Linear | Linear | Linear | Linear | Linear | Linear | Linear | Linear | Linear |  |  | Linear | Linear
| Logarithmic |  |  |  |  | Logarithmic | [6 empty] | Logarithmic | Logarithmic | Logarithmic |  | Logarithmic | [9 empty] | Logarithmic
| Proprietary | [9 empty] | Proprietary | [14 empty] | Proprietary
What dimming standards, if any, does the product comply with?
| ANSI C82.11-2011 | [10 empty] | ANSI C82.11-2011 | [11 empty] | ANSI C82.11-2011 | ANSI C82.11-2011 |  |  |  | ANSI C82.11-2011
| DALI V1 IEC 62386 | [9 empty] | DALI V1 IEC 62386 | [5 empty] | DALI V1 IEC 62386 | [9 empty] | DALI V1 IEC 62386
| DALI V2 IEC 62386 |  |  |  |  | DALI V2 IEC 62386 | [8 empty] | DALI V2 IEC 62386
| DMX512 | [15 empty] | DMX512
| DMX512A | [15 empty] | DMX512A
| ESTA E1.3 | [10 empty] | ESTA E1.3 |  |  |  |  | ESTA E1.3 | [6 empty] | ESTA E1.3 | ESTA E1.3
| IEC60929 Annex E (0-10V) | IEC60929 Annex E (0-10V) | IEC60929 Annex E (0-10V) |  | IEC60929 Annex E (0-10V) |  | IEC60929 Annex E (0-10V) | IEC60929 Annex E (0-10V) | IEC60929 Annex E (0-10V) | IEC60929 Annex E (0-10V) | IEC60929 Annex E (0-10V) |  |  |  |  | IEC60929 Annex E (0-10V) | IEC60929 Annex E (0-10V) | IEC60929 Annex E (0-10V) | IEC60929 Annex E (0-10V) | IEC60929 Annex E (0-10V) |  | IEC60929 Annex E (0-10V) | IEC60929 Annex E (0-10V) |  |  | IEC60929 Annex E (0-10V) |  |  | IEC60929 Annex E (0-10V)
| NEMA 410-2011 |  | NEMA 410-2011 |  | NEMA 410-2011 | [11 empty] | NEMA 410-2011 |  |  |  |  | NEMA 410-2011 | NEMA 410-2011
| NEMA 410-2015 | [17 empty] | NEMA 410-2015 | NEMA 410-2015 | [8 empty] | NEMA 410-2015
NEMA SSL-7A-2013
| IEEE PAR1789 | [19 empty] | IEEE PAR1789
| Zigbee |  |  | Zigbee |  | Zigbee |  |  |  |  | Zigbee |  |  |  |  | Zigbee | [9 empty] | Zigbee
Zigbee Light Link
| Other | [15 empty] | Other
| Notes about "Other": | [15 empty] | Lutron Clear Connect wireless protocol.
8) | Continuous Dimming
9) | Control Persistence
The capability of a networked lighting control system’s lowest-level (“edge device”) luminaire controllers to execute three pre-programmed energy saving strategies (occupancy sensing, daylight harvesting, and high-end trim) on a "room level", or finer, in
Does the system have the capability for control persistence as defined above? |  | No | No | Yes | Yes | Yes | Yes | No | Yes | Yes | No | Yes | Yes | Yes | Yes | No | Yes | Yes | No | No | Yes | Yes | Yes | Yes | Yes | No | No | No | Yes | 0 | 0 | 0 | 0 | 0 | 0 | 0 | 0 | 0 | 0 | 0 | 0 | 0 | 0 | 0 | 0 | 0 | 0 | 0 | 0 | 0 | 0 | 0 | 0 | 0 | 0 | 0 | 0 | 0 | 0 | 0 | 0 | 0 | 0 | 0 | 0 | 0 | 0 | 0 | 0 | 0 | 0 | 0 | 0 | 0 | 0 | 0 | 0 | 0 | 0 | 0 | 0 | 0 | 0 | 0 | 0 | 0 | 0 | 0 | 0 | 0 | 0 | 0 | 0 | 0 | 0 | 0 | 0
If yes, what energy savings strategies can be executed without connection or due to failure of connection to higher level networked elements?
| Occupancy sensing |  |  | Occupancy sensing | Occupancy sensing | Occupancy sensing | Occupancy sensing |  | Occupancy sensing | Occupancy sensing |  | Occupancy sensing | Occupancy sensing | Occupancy sensing | Occupancy sensing |  | Occupancy sensing | Occupancy sensing |  |  | Occupancy sensing | Occupancy sensing | Occupancy sensing | Occupancy sensing | Occupancy sensing |  |  |  | Occupancy sensing
| Daylight harvesting |  |  | Daylight harvesting | Daylight harvesting | Daylight harvesting | Daylight harvesting |  | Daylight harvesting | Daylight harvesting |  | Daylight harvesting | Daylight harvesting | Daylight harvesting | Daylight harvesting |  | Daylight harvesting | Daylight harvesting |  |  | Daylight harvesting | Daylight harvesting | Daylight harvesting | Daylight harvesting | Daylight harvesting |  |  |  | Daylight harvesting
| High end trim/ task tuning |  |  | High end trim/ task tuning | High end trim/ task tuning | High end trim/ task tuning | High end trim/ task tuning |  | High end trim/ task tuning | High end trim/ task tuning |  | High end trim/ task tuning | High end trim/ task tuning | High end trim/ task tuning | High end trim/ task tuning |  | High end trim/ task tuning | High end trim/ task tuning |  |  | High end trim/ task tuning | High end trim/ task tuning | High end trim/ task tuning | High end trim/ task tuning | High end trim/ task tuning |  |  |  | High end trim/ task tuning
| Personal control |  |  |  | Personal control | Personal control | Personal control |  | Personal control |  |  | Personal control |  | Personal control |  |  | Personal control | [6 empty] | Personal control | Personal control |  |  |  | Personal control
| Local Manual Switch |  | Local Manual Switch |  | Local Manual Switch | Local Manual Switch | Local Manual Switch |  | Local Manual Switch |  |  | Local Manual Switch | Local Manual Switch | Local Manual Switch | Local Manual Switch |  | Local Manual Switch |  |  |  |  | Local Manual Switch | Local Manual Switch | Local Manual Switch | Local Manual Switch |  |  |  | Local Manual Switch
9) | Control Persistence
10) | Scheduling
Definition: The capability to automatically affect the operation of lighting equipment based on time of day. Scheduling capability is Reported for Interior systems and Required for Exterior systems. Exterior systems are required to have event scheduling
Does the system have scheduling capability? |  | Yes | Yes | Yes | Yes | No | Yes | Yes | No | Yes | Yes | Yes | No | Yes | Yes | Yes | Yes | No | Yes | Yes | Yes | Yes | Yes | Yes | Yes | Yes | Yes | Yes | Yes | 0 | 0 | 0 | 0 | 0 | 0 | 0 | 0 | 0 | 0 | 0 | 0 | 0 | 0 | 0 | 0 | 0 | 0 | 0 | 0 | 0 | 0 | 0 | 0 | 0 | 0 | 0 | 0 | 0 | 0 | 0 | 0 | 0 | 0 | 0 | 0 | 0 | 0 | 0 | 0 | 0 | 0 | 0 | 0 | 0 | 0 | 0 | 0 | 0 | 0 | 0 | 0 | 0 | 0 | 0 | 0 | 0 | 0 | 0 | 0 | 0 | 0 | 0 | 0 | 0 | 0 | 0 | 0
Does the system use an astronomical time-clock for scheduling? |  | No | Yes | No | Yes | No | Yes | Yes | No | No | Yes | Yes | No | Yes | No | No | Yes | No | Yes | Yes | No | Yes | Yes | Yes | Yes | No | Yes | No | Yes | 0 | 0 | 0 | 0 | 0 | 0 | 0 | 0 | 0 | 0 | 0 | 0 | 0 | 0 | 0 | 0 | 0 | 0 | 0 | 0 | 0 | 0 | 0 | 0 | 0 | 0 | 0 | 0 | 0 | 0 | 0 | 0 | 0 | 0 | 0 | 0 | 0 | 0 | 0 | 0 | 0 | 0 | 0 | 0 | 0 | 0 | 0 | 0 | 0 | 0 | 0 | 0 | 0 | 0 | 0 | 0 | 0 | 0 | 0 | 0 | 0 | 0 | 0 | 0 | 0 | 0 | 0 | 0
Does the system provide holiday and special schedule programming? |  | Yes | Yes | No | Yes | No | Yes | Yes | No | No | Yes | Yes | No | Yes | Yes | Yes | Yes | No | Yes | Yes | Yes | Yes | Yes | Yes | Yes | No | Yes | Yes | Yes | 0 | 0 | 0 | 0 | 0 | 0 | 0 | 0 | 0 | 0 | 0 | 0 | 0 | 0 | 0 | 0 | 0 | 0 | 0 | 0 | 0 | 0 | 0 | 0 | 0 | 0 | 0 | 0 | 0 | 0 | 0 | 0 | 0 | 0 | 0 | 0 | 0 | 0 | 0 | 0 | 0 | 0 | 0 | 0 | 0 | 0 | 0 | 0 | 0 | 0 | 0 | 0 | 0 | 0 | 0 | 0 | 0 | 0 | 0 | 0 | 0 | 0 | 0 | 0 | 0 | 0 | 0 | 0
How far ahead can events be scheduled (pick one)
| A day |  |  | A day | [5 empty] | A day | A day | A day |  | A day |  |  | A day | [6 empty] | A day | A day
| A week |  |  | A week | [6 empty] | A week | A week |  | A week |  |  | A week | [6 empty] | A week | A week | A week
| A year |  | A year | [7 empty] | A year | A year |  | A year |  |  | A year | [6 empty] | A year | A year
| No limit | [5 empty] | No limit | No limit |  |  | No limit | No limit |  | No limit | No limit | No limit | No limit |  |  |  |  | No limit | No limit | No limit | No limit |  | No limit | No limit | No limit
| Other (explain) | 10 year | 0 | 0 | A week, that can recur indefinitely | 0 | 0 | 0 | 0 | everyday, reoccuring | 0 | 0 | 0 | 0 | 0 | 0 | 0 | 0 | 5 Years | 5 Years | 0 | 0 | 0 | 0 | 0 | 0 | 0 | 0 | 0 | 0 | 0 | 0 | 0 | 0 | 0 | 0 | 0 | 0 | 0 | 0 | 0 | 0 | 0 | 0 | 0 | 0 | 0 | 0 | 0 | 0 | 0 | 0 | 0 | 0 | 0 | 0 | 0 | 0 | 0 | 0 | 0 | 0 | 0 | 0 | 0 | 0 | 0 | 0 | 0 | 0 | 0 | 0 | 0 | 0 | 0 | 0 | 0 | 0 | 0 | 0 | 0 | 0 | 0 | 0 | 0 | 0 | 0 | 0 | 0 | 0 | 0 | 0 | 0 | 0 | 0 | 0 | 0
Does the system provide the capability to override scheduling via a local override switch? |  | Yes | Yes | Yes | Yes | No | Yes | Yes | No | Yes | Yes | Yes | No | Yes | Yes | Yes | Yes | No | No | No | No | Yes | Yes | Yes | Yes | Yes | Yes | Yes | Yes | 0 | 0 | 0 | 0 | 0 | 0 | 0 | 0 | 0 | 0 | 0 | 0 | 0 | 0 | 0 | 0 | 0 | 0 | 0 | 0 | 0 | 0 | 0 | 0 | 0 | 0 | 0 | 0 | 0 | 0 | 0 | 0 | 0 | 0 | 0 | 0 | 0 | 0 | 0 | 0 | 0 | 0 | 0 | 0 | 0 | 0 | 0 | 0 | 0 | 0 | 0 | 0 | 0 | 0 | 0 | 0 | 0 | 0 | 0 | 0 | 0 | 0 | 0 | 0 | 0 | 0 | 0 | 0
Does the system provide the capability to layer with other control strategies by timer or priority? |  | Yes | Yes | No | Yes | No | Yes | Yes | No | Yes | Yes | Yes | No | Yes | Yes | Yes | Yes | No | No | No | Yes | Yes | Yes | Yes | Yes | Yes | Yes | Yes | Yes | 0 | 0 | 0 | 0 | 0 | 0 | 0 | 0 | 0 | 0 | 0 | 0 | 0 | 0 | 0 | 0 | 0 | 0 | 0 | 0 | 0 | 0 | 0 | 0 | 0 | 0 | 0 | 0 | 0 | 0 | 0 | 0 | 0 | 0 | 0 | 0 | 0 | 0 | 0 | 0 | 0 | 0 | 0 | 0 | 0 | 0 | 0 | 0 | 0 | 0 | 0 | 0 | 0 | 0 | 0 | 0 | 0 | 0 | 0 | 0 | 0 | 0 | 0 | 0 | 0 | 0 | 0 | 0
10) | Scheduling
11) | Energy Monitoring
Definition: The ability of a system, luminaire, or device to report its own energy consumption, or the energy consumption of any controlled device via direct measurement or other methodology. The method by which the system implements this capability must
Does the system have Energy Monitoring capability? |  | Yes | Yes | No | Yes | Yes | Yes | Yes | No | Yes | Yes | Yes | No | Yes | Yes | Yes | Yes | No | Yes | Yes | Yes | Yes | Yes | Yes | Yes | No | Yes | Yes | Yes | 0 | 0 | 0 | 0 | 0 | 0 | 0 | 0 | 0 | 0 | 0 | 0 | 0 | 0 | 0 | 0 | 0 | 0 | 0 | 0 | 0 | 0 | 0 | 0 | 0 | 0 | 0 | 0 | 0 | 0 | 0 | 0 | 0 | 0 | 0 | 0 | 0 | 0 | 0 | 0 | 0 | 0 | 0 | 0 | 0 | 0 | 0 | 0 | 0 | 0 | 0 | 0 | 0 | 0 | 0 | 0 | 0 | 0 | 0 | 0 | 0 | 0 | 0 | 0 | 0 | 0 | 0 | 0
What is the methodology(s)?
| True power meter (current and voltage) |  |  |  | True power meter (current and voltage) | True power meter (current and voltage) | True power meter (current and voltage) | True power meter (current and voltage) |  | True power meter (current and voltage) |  | True power meter (current and voltage) |  | True power meter (current and voltage) | True power meter (current and voltage) | True power meter (current and voltage) |  |  | True power meter (current and voltage) | True power meter (current and voltage) | True power meter (current and voltage) | True power meter (current and voltage) | True power meter (current and voltage) | True power meter (current and voltage) | True power meter (current and voltage) |  | True power meter (current and voltage) |  | True power meter (current and voltage)
| Current meter with nominal voltage | [10 empty] | Current meter with nominal voltage |  |  | Current meter with nominal voltage | Current meter with nominal voltage | [5 empty] | Current meter with nominal voltage |  | Current meter with nominal voltage | Current meter with nominal voltage |  | Current meter with nominal voltage |  | Current meter with nominal voltage
| On/off/dim status with wattage look up table | On/off/dim status with wattage look up table | On/off/dim status with wattage look up table |  | On/off/dim status with wattage look up table |  | On/off/dim status with wattage look up table | On/off/dim status with wattage look up table |  | On/off/dim status with wattage look up table |  | On/off/dim status with wattage look up table |  | On/off/dim status with wattage look up table | On/off/dim status with wattage look up table | On/off/dim status with wattage look up table | On/off/dim status with wattage look up table |  |  |  |  | On/off/dim status with wattage look up table |  | On/off/dim status with wattage look up table | On/off/dim status with wattage look up table |  | On/off/dim status with wattage look up table | On/off/dim status with wattage look up table | On/off/dim status with wattage look up table
| On/off status with wattage look up table |  |  |  | On/off status with wattage look up table |  | On/off status with wattage look up table | On/off status with wattage look up table |  |  |  | On/off status with wattage look up table |  |  | On/off status with wattage look up table |  | On/off status with wattage look up table |  |  |  |  | On/off status with wattage look up table |  | On/off status with wattage look up table | On/off status with wattage look up table |  | On/off status with wattage look up table |  | On/off status with wattage look up table
| Other (explain) |  |  |  | Calculated power | [5 empty] | Interpolation method that uses on/off/dim status
If metered, where is the meter located?
| Integral in driver or ballast |  |  |  |  | Integral in driver or ballast | [8 empty] | Integral in driver or ballast | [5 empty] | Integral in driver or ballast
| Integral in control module at luminaire |  |  |  | Integral in control module at luminaire | [6 empty] | Integral in control module at luminaire |  | Integral in control module at luminaire | Integral in control module at luminaire | Integral in control module at luminaire |  |  | Integral in control module at luminaire | Integral in control module at luminaire | Integral in control module at luminaire | Integral in control module at luminaire | Integral in control module at luminaire | Integral in control module at luminaire | Integral in control module at luminaire
| Integral in sensor module | [19 empty] | Integral in sensor module |  | Integral in sensor module
Integral in switch
| Circuit at electrical panel | [5 empty] | Circuit at electrical panel | Circuit at electrical panel | [7 empty] | Circuit at electrical panel | [5 empty] | Circuit at electrical panel | Circuit at electrical panel |  |  |  | Circuit at electrical panel
| Plugload sensor | [5 empty] | Plugload sensor | Plugload sensor |  |  |  | Plugload sensor | [11 empty] | Plugload sensor | Plugload sensor
| Other (explain) | [8 empty] | in relay or at receptacle | [16 empty] | Inside the control device. |  | Integral to the Room Controller
If metered, what is the meter accuracy?
| At energy levels of ____% and above: |  |  |  | NA |  |  |  |  | NA |  | e.g. At energy levels of 30% and above, +2% Power at zone/luminaire, +2% Energy at room/area. At energy levels below 30%, +5% Power at zone/luminaire, +5% Energy at room/area. Sampled at 1 minute, aggregated to 15 minute intervals |  |  |  | NA | NA |  |  |  |  | N/A | N/A | e.g. At energy levels of 30% and above, +2% Power at zone/luminaire, +2% Energy at room/area. At energy levels below 30%, +5% Power at zone/luminaire, +5% Energy at room/area. Sampled at 1 minute, aggregated to 15 minute intervals | e.g. At energy levels of 30% and above, +2% Power at zone/luminaire, +2% Energy at room/area. At energy levels below 30%, +5% Power at zone/luminaire, +5% Energy at room/area. Sampled at 1 minute, aggregated to 15 minute intervals |  | DATA NOT AVAILABLE | NA
| +/-____% Power at zone/luminaire, |  |  |  | 2 | 0.04 |  |  |  | NA |  | 0.02 |  | 4 |  | 0.02 | NA |  |  |  | 2 | N/A | N/A | 0.02 | 0.02 |  | DATA NOT AVAILABLE | NA
| +/-____ % Energy at room/area. |  |  |  | NA |  | At 25°C or below, current 0.4% at 5% to 100% range; 0.8% from 1% to 5% range. Voltage 0.4% from 90V to 600 VAC. | At 25°C or below, current 0.4% at 5% to 100% range; 0.8% from 1% to 5% range. Voltage 0.4% from 90V to 600 VAC. |  | 5 |  | 0.02 |  |  |  | 0.02 | NA |  |  |  | NA | N/A | N/A | 0.02 | 0.02 |  | DATA NOT AVAILABLE | NA
| At energy levels of ____% and below: |  |  |  | NA |  | At 25°C or below, current 0.4% at 5% to 100% range; 0.8% from 1% to 5% range. Voltage 0.4% from 90V to 600 VAC. | At 25°C or below, current 0.4% at 5% to 100% range; 0.8% from 1% to 5% range. Voltage 0.4% from 90V to 600 VAC. |  | NA |  | 0.3 |  |  |  | NA | NA |  |  |  | 100 | 100 | 100 | 0.3 | 0.3 |  | DATA NOT AVAILABLE | NA
| +/-____ % Power at zone/luminaire, |  |  |  | NA |  |  |  |  | NA |  | 0.05 |  |  |  | NA | NA |  | 2 | 2 | 2 | 0.05 | 0.02 | 0.05 | 0.05 |  | DATA NOT AVAILABLE | NA
| +/-____% Energy at room/area. |  |  |  | NA |  |  |  |  | NA |  | 0.05 |  |  |  | NA | NA |  |  |  | NA | 0.01 | 0.01 | 0.05 | 0.05 |  | DATA NOT AVAILABLE | NA | 2%, 8%, or 10%
What is the sampling frequency?
| Sampled at ____ seconds. | Each state change is logged. | Samples are gathered every 5 minutes (288 per day) and are averaged and reported every 24 hours |  | NA | 1 | 2520 S/s | 2520 S/s |  | NA | NA |  |  | 0.125 |  | 150 | Sampled on change or 600 seconds, whichever is less. |  | 900 | 900 | 900 | 12kHz | 12kHz |  |  |  | DATA NOT AVAILABLE | 300 (5 minutes) | 900 seconds (15 min)
| Aggregated to _____ second intervals. |  |  |  | NA |  | 1 | 1 |  | NA | NA | [10 empty] | 5 | 5 |  |  |  | DATA NOT AVAILABLE
| Aggregated to _____ minute intervals. |  |  |  | NA | Sampling interval 1 second. Running tally updated every 60 minutes. | N/A | N/A |  | NA | NA |  |  |  |  | 60 | 60 |  | 15 | 15 | 15 | 15 | 15 |  |  |  | DATA NOT AVAILABLE | 1 hour (60 minutes)
How long is the aggregated energy data available in the system? For instance, is it deleted after a week, or 30 days, or a year? |  | Energy usage / savings is stored into the cloud. Data is saved for at least 10 years. | Unlimited | 0 | Not Available | For as long as the system is functional (no practical limit) | 2 years | 2 years | 0 | Realtime, not historic record | Over a year | Up to 36 Months | 0 | Indefinitely | 0 | Hourly = 90 days / Daily = 3 years | No limit. | 0 | 2 weeks | 2 weeks | Indefinitely | Varies by interval type. 15-minute interval data: 60 days 1-hour interval data: > 1 year, typical up to 3 years (dependent on configuration & storage space) 24-hour interval data: >1 year, typical up to 10 years (dependent on configuration & storage spac | Varies by interval type. 15-minute interval data: 60 days 1-hour interval data: > 1 year, typical up to 3 years (dependent on configuration & storage space) 24-hour interval data: >1 year, typical up to 10 years (dependent on configuration & storage spac | Up to 36 Months | Up to 36 Months | 0 | DATA NOT AVAILABLE | 30 Days | 5 days in memory (LMSM) to Unlimited (LM-SUPERVISOR) | 0 | 0 | 0 | 0 | 0 | 0 | 0 | 0 | 0 | 0 | 0 | 0 | 0 | 0 | 0 | 0 | 0 | 0 | 0 | 0 | 0 | 0 | 0 | 0 | 0 | 0 | 0 | 0 | 0 | 0 | 0 | 0 | 0 | 0 | 0 | 0 | 0 | 0 | 0 | 0 | 0 | 0 | 0 | 0 | 0 | 0 | 0 | 0 | 0 | 0 | 0 | 0 | 0 | 0 | 0 | 0 | 0 | 0 | 0 | 0 | 0 | 0 | 0 | 0 | 0 | 0 | 0 | 0
What is the smallest spatial resolution of the data record? Choose one. |  | Per system | Per zone | 0 | Per luminaire | Per luminaire | 0 | 0 | 0 | 0 | 0 | 0 | 0 | Per zone | 0 | Per zone | Per zone | 0 | Per luminaire | Per luminaire | Per luminaire | Per luminaire | Per luminaire | 0 | 0 | 0 | DATA NOT AVAILABLE | Per system | Per zone | 0 | 0 | 0 | 0 | 0 | 0 | 0 | 0 | 0 | 0 | 0 | 0 | 0 | 0 | 0 | 0 | 0 | 0 | 0 | 0 | 0 | 0 | 0 | 0 | 0 | 0 | 0 | 0 | 0 | 0 | 0 | 0 | 0 | 0 | 0 | 0 | 0 | 0 | 0 | 0 | 0 | 0 | 0 | 0 | 0 | 0 | 0 | 0 | 0 | 0 | 0 | 0 | 0 | 0 | 0 | 0 | 0 | 0 | 0 | 0 | 0 | 0 | 0 | 0 | 0 | 0 | 0 | 0
Is energy data of the whole system available at a central location, (rather than local data available locally at each device?) |  | Yes | Yes | No | Yes | No | Yes | Yes | No | No | Yes | Yes | No | Yes | No | Yes | Yes | No | Yes | Yes | Yes | Yes | Yes | Yes | Yes | No | Yes | Yes | Yes | 0 | 0 | 0 | 0 | 0 | 0 | 0 | 0 | 0 | 0 | 0 | 0 | 0 | 0 | 0 | 0 | 0 | 0 | 0 | 0 | 0 | 0 | 0 | 0 | 0 | 0 | 0 | 0 | 0 | 0 | 0 | 0 | 0 | 0 | 0 | 0 | 0 | 0 | 0 | 0 | 0 | 0 | 0 | 0 | 0 | 0 | 0 | 0 | 0 | 0 | 0 | 0 | 0 | 0 | 0 | 0 | 0 | 0 | 0 | 0 | 0 | 0 | 0 | 0 | 0 | 0 | 0 | 0
Is optional hardware or software needed for energy monitoring? |  | No | No | No | No | Yes | Yes | Yes | No | No | No | No | No | No | No | No | No | No | No | No | No | Yes | Yes | No | No | No | Yes | Yes | Yes | 0 | 0 | 0 | 0 | 0 | 0 | 0 | 0 | 0 | 0 | 0 | 0 | 0 | 0 | 0 | 0 | 0 | 0 | 0 | 0 | 0 | 0 | 0 | 0 | 0 | 0 | 0 | 0 | 0 | 0 | 0 | 0 | 0 | 0 | 0 | 0 | 0 | 0 | 0 | 0 | 0 | 0 | 0 | 0 | 0 | 0 | 0 | 0 | 0 | 0 | 0 | 0 | 0 | 0 | 0 | 0 | 0 | 0 | 0 | 0 | 0 | 0 | 0 | 0 | 0 | 0 | 0 | 0
| If so, what equipment is needed? | [5 empty] | Veris Meter, Pulse Counter, SmartLet | Veris Meter, Pulse Counter, SmartLet | [13 empty] | Optional Hardware: SiteView Energy Meter Optional Software: SiteView Energy Application | Optional Hardware: SiteView Energy Meter Optional Software: SiteView Energy Application |  |  |  | local or remote server | License included for first 5 years, optional after that. | Supervisor (LM-SUPERVISOR), or segment manager (LMSM), or 3rd party BACnet dashboard.
What data is available from energy monitoring, in a file download?
Interval Data
| Current | [5 empty] | Current | Current |  |  |  | Current |  | Current | [9 empty] | Current | Current |  | Current
| Energy | Energy | Energy |  | Energy | Energy | Energy | Energy |  |  |  | Energy |  |  | Energy | Energy | Energy |  |  |  | Energy | Energy | Energy | Energy | Energy |  | Energy
| Line frequency | [5 empty] | Line frequency | Line frequency | [5 empty] | Line frequency
| Luminaire % light output |  |  |  | Luminaire % light output | [6 empty] | Luminaire % light output |  |  |  | Luminaire % light output | [5 empty] | Luminaire % light output | Luminaire % light output | Luminaire % light output | Luminaire % light output |  | Luminaire % light output
| Luminaire % power | [10 empty] | Luminaire % power | [9 empty] | Luminaire % power | Luminaire % power | Luminaire % power | Luminaire % power |  | Luminaire % power
| Occupancy |  |  |  | Occupancy | [6 empty] | Occupancy |  |  |  | Occupancy | Occupancy |  |  |  | Occupancy | Occupancy | Occupancy | Occupancy | Occupancy |  | Occupancy
| Photosensor | [10 empty] | Photosensor |  |  |  |  | Photosensor |  |  |  |  | Photosensor | Photosensor | Photosensor | Photosensor |  | Photosensor
| Power |  |  |  | Power | Power | Power | Power |  |  |  | Power |  | Power | Power | [6 empty] | Power | Power | Power | Power |  | Power | Power | Power
| Power, Apparent | [5 empty] | Power, Apparent | Power, Apparent | [18 empty] | Power, Apparent
| Power, Real | [5 empty] | Power, Real | Power, Real | [18 empty] | Power, Real
| Power, Reactive | [5 empty] | Power, Reactive | Power, Reactive | [18 empty] | Power, Reactive
| Power factor | [5 empty] | Power factor | Power factor | [5 empty] | Power factor | [12 empty] | Power factor
THD (Total Harmonic Distortion)
| Voltage | [5 empty] | Voltage | Voltage | [5 empty] | Voltage | [12 empty] | Voltage
| Other (explain) |  |  |  | available through 3rd party BACnet integration | [6 empty] | Peak Power for the efined Period |  |  |  | Zone Temperature | [7 empty] | Peak Power for the efined Period | Peak Power for the defined Period
Application Data
| Building size (ft^2) | No | No | No | No | No | No | No | No | No | No | No | No | No | No | Yes | No | No | No | No | No | No | No | No | No | No | No | No | No | 0 | 0 | 0 | 0 | 0 | 0 | 0 | 0 | 0 | 0 | 0 | 0 | 0 | 0 | 0 | 0 | 0 | 0 | 0 | 0 | 0 | 0 | 0 | 0 | 0 | 0 | 0 | 0 | 0 | 0 | 0 | 0 | 0 | 0 | 0 | 0 | 0 | 0 | 0 | 0 | 0 | 0 | 0 | 0 | 0 | 0 | 0 | 0 | 0 | 0 | 0 | 0 | 0 | 0 | 0 | 0 | 0 | 0 | 0 | 0 | 0 | 0 | 0 | 0 | 0 | 0 | 0 | 0
| Building type (e.g. warehouse, school, office...) | No | No | No | No | No | No | No | No | No | No | No | No | Yes | No | Yes | No | No | No | No | No | No | No | No | No | No | Yes | No | No | 0 | 0 | 0 | 0 | 0 | 0 | 0 | 0 | 0 | 0 | 0 | 0 | 0 | 0 | 0 | 0 | 0 | 0 | 0 | 0 | 0 | 0 | 0 | 0 | 0 | 0 | 0 | 0 | 0 | 0 | 0 | 0 | 0 | 0 | 0 | 0 | 0 | 0 | 0 | 0 | 0 | 0 | 0 | 0 | 0 | 0 | 0 | 0 | 0 | 0 | 0 | 0 | 0 | 0 | 0 | 0 | 0 | 0 | 0 | 0 | 0 | 0 | 0 | 0 | 0 | 0 | 0 | 0
| Climate zone | No | No | No | No | No | No | No | No | No | No | Yes | No | No | No | No | No | No | No | No | No | No | No | Yes | Yes | No | No | No | No | 0 | 0 | 0 | 0 | 0 | 0 | 0 | 0 | 0 | 0 | 0 | 0 | 0 | 0 | 0 | 0 | 0 | 0 | 0 | 0 | 0 | 0 | 0 | 0 | 0 | 0 | 0 | 0 | 0 | 0 | 0 | 0 | 0 | 0 | 0 | 0 | 0 | 0 | 0 | 0 | 0 | 0 | 0 | 0 | 0 | 0 | 0 | 0 | 0 | 0 | 0 | 0 | 0 | 0 | 0 | 0 | 0 | 0 | 0 | 0 | 0 | 0 | 0 | 0 | 0 | 0 | 0 | 0
| Country | No | No | No | No | No | No | No | No | No | No | No | No | Yes | No | Yes | No | No | No | No | No | No | No | No | No | No | No | Yes | No | 0 | 0 | 0 | 0 | 0 | 0 | 0 | 0 | 0 | 0 | 0 | 0 | 0 | 0 | 0 | 0 | 0 | 0 | 0 | 0 | 0 | 0 | 0 | 0 | 0 | 0 | 0 | 0 | 0 | 0 | 0 | 0 | 0 | 0 | 0 | 0 | 0 | 0 | 0 | 0 | 0 | 0 | 0 | 0 | 0 | 0 | 0 | 0 | 0 | 0 | 0 | 0 | 0 | 0 | 0 | 0 | 0 | 0 | 0 | 0 | 0 | 0 | 0 | 0 | 0 | 0 | 0 | 0
| Luminaire type | No | No | No | No | No | No | No | No | No | No | Yes | No | No | No | No | No | No | No | No | No | No | No | Yes | Yes | No | No | No | No | 0 | 0 | 0 | 0 | 0 | 0 | 0 | 0 | 0 | 0 | 0 | 0 | 0 | 0 | 0 | 0 | 0 | 0 | 0 | 0 | 0 | 0 | 0 | 0 | 0 | 0 | 0 | 0 | 0 | 0 | 0 | 0 | 0 | 0 | 0 | 0 | 0 | 0 | 0 | 0 | 0 | 0 | 0 | 0 | 0 | 0 | 0 | 0 | 0 | 0 | 0 | 0 | 0 | 0 | 0 | 0 | 0 | 0 | 0 | 0 | 0 | 0 | 0 | 0 | 0 | 0 | 0 | 0
| Luminaire wattage (new) | No | No | No | No | No | No | No | No | No | No | Yes | No | No | No | Yes | No | No | No | No | No | No | No | Yes | Yes | No | No | No | No | 0 | 0 | 0 | 0 | 0 | 0 | 0 | 0 | 0 | 0 | 0 | 0 | 0 | 0 | 0 | 0 | 0 | 0 | 0 | 0 | 0 | 0 | 0 | 0 | 0 | 0 | 0 | 0 | 0 | 0 | 0 | 0 | 0 | 0 | 0 | 0 | 0 | 0 | 0 | 0 | 0 | 0 | 0 | 0 | 0 | 0 | 0 | 0 | 0 | 0 | 0 | 0 | 0 | 0 | 0 | 0 | 0 | 0 | 0 | 0 | 0 | 0 | 0 | 0 | 0 | 0 | 0 | 0
| Luminaire wattage (previous) | No | No | No | No | No | No | No | No | No | No | No | No | Yes | No | Yes | No | No | No | No | No | No | No | No | No | No | No | No | No | 0 | 0 | 0 | 0 | 0 | 0 | 0 | 0 | 0 | 0 | 0 | 0 | 0 | 0 | 0 | 0 | 0 | 0 | 0 | 0 | 0 | 0 | 0 | 0 | 0 | 0 | 0 | 0 | 0 | 0 | 0 | 0 | 0 | 0 | 0 | 0 | 0 | 0 | 0 | 0 | 0 | 0 | 0 | 0 | 0 | 0 | 0 | 0 | 0 | 0 | 0 | 0 | 0 | 0 | 0 | 0 | 0 | 0 | 0 | 0 | 0 | 0 | 0 | 0 | 0 | 0 | 0 | 0
| Space type (e.g. corridor, conference room, bathroom…) | No | No | No | No | No | No | No | No | No | No | Yes | No | No | No | No | No | No | No | No | No | No | No | Yes | Yes | No | Yes | No | No | 0 | 0 | 0 | 0 | 0 | 0 | 0 | 0 | 0 | 0 | 0 | 0 | 0 | 0 | 0 | 0 | 0 | 0 | 0 | 0 | 0 | 0 | 0 | 0 | 0 | 0 | 0 | 0 | 0 | 0 | 0 | 0 | 0 | 0 | 0 | 0 | 0 | 0 | 0 | 0 | 0 | 0 | 0 | 0 | 0 | 0 | 0 | 0 | 0 | 0 | 0 | 0 | 0 | 0 | 0 | 0 | 0 | 0 | 0 | 0 | 0 | 0 | 0 | 0 | 0 | 0 | 0 | 0
| State or Province | No | No | No | No | No | Yes | Yes | No | No | No | Yes | No | Yes | No | Yes | No | No | No | No | No | No | No | Yes | Yes | No | No | Yes | No | 0 | 0 | 0 | 0 | 0 | 0 | 0 | 0 | 0 | 0 | 0 | 0 | 0 | 0 | 0 | 0 | 0 | 0 | 0 | 0 | 0 | 0 | 0 | 0 | 0 | 0 | 0 | 0 | 0 | 0 | 0 | 0 | 0 | 0 | 0 | 0 | 0 | 0 | 0 | 0 | 0 | 0 | 0 | 0 | 0 | 0 | 0 | 0 | 0 | 0 | 0 | 0 | 0 | 0 | 0 | 0 | 0 | 0 | 0 | 0 | 0 | 0 | 0 | 0 | 0 | 0 | 0 | 0
| Other (explain) |  | Zone / room | [10 empty] | Any combination of data is available at customer request | [13 empty] | GPS Data of each lamp as there is a beacon in each end cap for asset tracking and indoor navigation
What data is available from energy monitoring, on a GUI (Graphical User Interface)?
Interval Data
| Current | [5 empty] | Current | Current |  |  |  | Current | [9 empty] | Current | Current | Current | Current |  | Current
| Energy | Energy | Energy |  | Energy |  | Energy | Energy |  |  | Energy | Energy |  |  | Energy | Energy | Energy |  |  |  | Energy | Energy | Energy | Energy | Energy |  | Energy |  | Energy
| Line frequency | [5 empty] | Line frequency | Line frequency
| Luminaire % light output | [8 empty] | Luminaire % light output | Luminaire % light output | Luminaire % light output |  | Luminaire % light output | Luminaire % light output | Luminaire % light output | Luminaire % light output |  |  |  | Luminaire % light output | Luminaire % light output | Luminaire % light output | Luminaire % light output | Luminaire % light output
| Luminaire % power | [9 empty] | Luminaire % power | Luminaire % power |  |  |  |  | Luminaire % power |  |  |  |  | Luminaire % power | Luminaire % power | Luminaire % power | Luminaire % power
| Occupancy |  |  |  | Occupancy |  |  |  |  | Occupancy | Occupancy | Occupancy |  | Occupancy | Occupancy | Occupancy | Occupancy |  |  |  | Occupancy | Occupancy | Occupancy | Occupancy | Occupancy |  | Occupancy | Occupancy
| Photosensor | [9 empty] | Photosensor | Photosensor |  |  |  |  | Photosensor |  |  |  |  | Photosensor | Photosensor | Photosensor | Photosensor |  | Photosensor | Photosensor
| Power |  |  |  | Power |  | Power | Power |  | Power | Power | Power |  | Power |  |  | Power |  |  |  |  | Power | Power | Power | Power |  | Power | Power
| Power, Apparent | [5 empty] | Power, Apparent | Power, Apparent | [13 empty] | Power, Apparent | Power, Apparent |  |  |  | Power, Apparent
| Power, Real | [5 empty] | Power, Real | Power, Real |  |  |  | Power, Real |  |  | Power, Real |  |  |  | Power, Real | Power, Real |  | Power, Real | Power, Real | Power, Real | Power, Real |  | Power, Real
| Power, Reactive | [5 empty] | Power, Reactive | Power, Reactive | [13 empty] | Power, Reactive | Power, Reactive |  |  |  | Power, Reactive
| Power factor | [5 empty] | Power factor | Power factor | [13 empty] | Power factor | Power factor |  |  |  | Power factor
THD (Total Harmonic Distortion)
| Voltage | [5 empty] | Voltage | Voltage | [10 empty] | Voltage | Voltage |  | Voltage | Voltage |  |  |  | Voltage
| Other (explain) | [14 empty] | Zone Temperature | Shade Status. | [10 empty] | Lamp % output
Application Data
| Building size (ft^2) | No | No | No | No | No | No | No | No | No | Yes | No | No | No | No | Yes | No | No | No | No | No | No | No | No | No | No | No | Yes | No | 0 | 0 | 0 | 0 | 0 | 0 | 0 | 0 | 0 | 0 | 0 | 0 | 0 | 0 | 0 | 0 | 0 | 0 | 0 | 0 | 0 | 0 | 0 | 0 | 0 | 0 | 0 | 0 | 0 | 0 | 0 | 0 | 0 | 0 | 0 | 0 | 0 | 0 | 0 | 0 | 0 | 0 | 0 | 0 | 0 | 0 | 0 | 0 | 0 | 0 | 0 | 0 | 0 | 0 | 0 | 0 | 0 | 0 | 0 | 0 | 0 | 0 | 0 | 0 | 0 | 0 | 0 | 0
| Building type (e.g. warehouse, school, office...) | No | No | No | No | No | No | No | No | No | Yes | No | No | No | No | Yes | No | No | No | No | No | No | No | No | No | No | Yes | No | No | 0 | 0 | 0 | 0 | 0 | 0 | 0 | 0 | 0 | 0 | 0 | 0 | 0 | 0 | 0 | 0 | 0 | 0 | 0 | 0 | 0 | 0 | 0 | 0 | 0 | 0 | 0 | 0 | 0 | 0 | 0 | 0 | 0 | 0 | 0 | 0 | 0 | 0 | 0 | 0 | 0 | 0 | 0 | 0 | 0 | 0 | 0 | 0 | 0 | 0 | 0 | 0 | 0 | 0 | 0 | 0 | 0 | 0 | 0 | 0 | 0 | 0 | 0 | 0 | 0 | 0 | 0 | 0
| Climate zone | No | No | No | No | No | No | No | No | No | Yes | Yes | No | No | No | No | No | No | No | No | No | No | No | Yes | Yes | No | No | No | No | 0 | 0 | 0 | 0 | 0 | 0 | 0 | 0 | 0 | 0 | 0 | 0 | 0 | 0 | 0 | 0 | 0 | 0 | 0 | 0 | 0 | 0 | 0 | 0 | 0 | 0 | 0 | 0 | 0 | 0 | 0 | 0 | 0 | 0 | 0 | 0 | 0 | 0 | 0 | 0 | 0 | 0 | 0 | 0 | 0 | 0 | 0 | 0 | 0 | 0 | 0 | 0 | 0 | 0 | 0 | 0 | 0 | 0 | 0 | 0 | 0 | 0 | 0 | 0 | 0 | 0 | 0 | 0
| Country | No | No | No | No | No | No | No | No | No | Yes | Yes | No | No | No | Yes | No | No | No | No | No | No | No | Yes | Yes | No | No | No | No | 0 | 0 | 0 | 0 | 0 | 0 | 0 | 0 | 0 | 0 | 0 | 0 | 0 | 0 | 0 | 0 | 0 | 0 | 0 | 0 | 0 | 0 | 0 | 0 | 0 | 0 | 0 | 0 | 0 | 0 | 0 | 0 | 0 | 0 | 0 | 0 | 0 | 0 | 0 | 0 | 0 | 0 | 0 | 0 | 0 | 0 | 0 | 0 | 0 | 0 | 0 | 0 | 0 | 0 | 0 | 0 | 0 | 0 | 0 | 0 | 0 | 0 | 0 | 0 | 0 | 0 | 0 | 0
| Luminaire type | Yes | No | No | No | No | No | No | No | No | Yes | Yes | No | No | No | No | No | No | No | No | No | No | No | Yes | Yes | No | No | No | No | 0 | 0 | 0 | 0 | 0 | 0 | 0 | 0 | 0 | 0 | 0 | 0 | 0 | 0 | 0 | 0 | 0 | 0 | 0 | 0 | 0 | 0 | 0 | 0 | 0 | 0 | 0 | 0 | 0 | 0 | 0 | 0 | 0 | 0 | 0 | 0 | 0 | 0 | 0 | 0 | 0 | 0 | 0 | 0 | 0 | 0 | 0 | 0 | 0 | 0 | 0 | 0 | 0 | 0 | 0 | 0 | 0 | 0 | 0 | 0 | 0 | 0 | 0 | 0 | 0 | 0 | 0 | 0
| Luminaire wattage (new) | Yes | No | No | Yes | No | No | No | No | No | Yes | Yes | No | Yes | No | Yes | No | No | No | No | No | No | No | Yes | Yes | No | No | No | No | 0 | 0 | 0 | 0 | 0 | 0 | 0 | 0 | 0 | 0 | 0 | 0 | 0 | 0 | 0 | 0 | 0 | 0 | 0 | 0 | 0 | 0 | 0 | 0 | 0 | 0 | 0 | 0 | 0 | 0 | 0 | 0 | 0 | 0 | 0 | 0 | 0 | 0 | 0 | 0 | 0 | 0 | 0 | 0 | 0 | 0 | 0 | 0 | 0 | 0 | 0 | 0 | 0 | 0 | 0 | 0 | 0 | 0 | 0 | 0 | 0 | 0 | 0 | 0 | 0 | 0 | 0 | 0
| Luminaire wattage (previous) | No | No | No | No | No | No | No | No | No | Yes | No | No | Yes | No | Yes | No | No | No | No | No | No | No | No | No | No | No | No | No | 0 | 0 | 0 | 0 | 0 | 0 | 0 | 0 | 0 | 0 | 0 | 0 | 0 | 0 | 0 | 0 | 0 | 0 | 0 | 0 | 0 | 0 | 0 | 0 | 0 | 0 | 0 | 0 | 0 | 0 | 0 | 0 | 0 | 0 | 0 | 0 | 0 | 0 | 0 | 0 | 0 | 0 | 0 | 0 | 0 | 0 | 0 | 0 | 0 | 0 | 0 | 0 | 0 | 0 | 0 | 0 | 0 | 0 | 0 | 0 | 0 | 0 | 0 | 0 | 0 | 0 | 0 | 0
| Space type (e.g. corridor, conference room, bathroom…) | No | No | No | Yes | No | No | No | No | No | Yes | Yes | No | No | No | No | No | No | No | No | No | No | No | Yes | Yes | No | Yes | No | No | 0 | 0 | 0 | 0 | 0 | 0 | 0 | 0 | 0 | 0 | 0 | 0 | 0 | 0 | 0 | 0 | 0 | 0 | 0 | 0 | 0 | 0 | 0 | 0 | 0 | 0 | 0 | 0 | 0 | 0 | 0 | 0 | 0 | 0 | 0 | 0 | 0 | 0 | 0 | 0 | 0 | 0 | 0 | 0 | 0 | 0 | 0 | 0 | 0 | 0 | 0 | 0 | 0 | 0 | 0 | 0 | 0 | 0 | 0 | 0 | 0 | 0 | 0 | 0 | 0 | 0 | 0 | 0
| State or Province | No | No | No | No | No | Yes | Yes | No | No | Yes | Yes | No | Yes | No | Yes | No | No | No | No | No | No | No | Yes | Yes | No | No | Yes | No | 0 | 0 | 0 | 0 | 0 | 0 | 0 | 0 | 0 | 0 | 0 | 0 | 0 | 0 | 0 | 0 | 0 | 0 | 0 | 0 | 0 | 0 | 0 | 0 | 0 | 0 | 0 | 0 | 0 | 0 | 0 | 0 | 0 | 0 | 0 | 0 | 0 | 0 | 0 | 0 | 0 | 0 | 0 | 0 | 0 | 0 | 0 | 0 | 0 | 0 | 0 | 0 | 0 | 0 | 0 | 0 | 0 | 0 | 0 | 0 | 0 | 0 | 0 | 0 | 0 | 0 | 0 | 0
| Other (explain) | [12 empty] | Zone name
What data is available from energy monitoring, through an API (Application Program Interface)?
Interval Data
| Current | [10 empty] | Current | [6 empty] | Current | Current |  | Current | Current | Current | Current
| Energy |  | Energy | [8 empty] | Energy | [9 empty] | Energy | Energy | Energy | Energy
| Line frequency | [17 empty] | Line frequency | Line frequency
| Luminaire % light output | [10 empty] | Luminaire % light output | [9 empty] | Luminaire % light output | Luminaire % light output | Luminaire % light output | Luminaire % light output |  |  |  | Luminaire % light output
| Luminaire % power | Luminaire % power | [9 empty] | Luminaire % power | [10 empty] | Luminaire % power | Luminaire % power | Luminaire % power
| Occupancy | [10 empty] | Occupancy |  |  |  | Occupancy |  |  | Occupancy | Occupancy |  | Occupancy | Occupancy | Occupancy | Occupancy |  |  |  | Occupancy
| Photosensor | [10 empty] | Photosensor | [9 empty] | Photosensor | Photosensor | Photosensor | Photosensor |  |  | Photosensor
| Power | Power | [9 empty] | Power | [9 empty] | Power | Power | Power | Power |  |  | Power | Power
| Power, Apparent | [17 empty] | Power, Apparent | Power, Apparent |  | Power, Apparent | Power, Apparent
| Power, Real | [17 empty] | Power, Real | Power, Real |  | Power, Real | Power, Real
| Power, Reactive | [17 empty] | Power, Reactive | Power, Reactive |  | Power, Reactive | Power, Reactive
| Power factor | [17 empty] | Power factor | Power factor |  | Power factor | Power factor
THD (Total Harmonic Distortion)
| Voltage | [17 empty] | Voltage | Voltage |  | Voltage | Voltage
| Other (explain) | [10 empty] | Schedule DR events, Get Switch Group Info., Get PlugLoad Sensor details while using a REST API |  |  |  | Temperature, CO2, Humidity, Illuminance | [7 empty] | Schedule DR events, Get Switch Group Info., Get PlugLoad Sensor details while using a REST API | Schedule DR events, Get Switch Group Info., Get PlugLoad Sensor details while using a REST API |  |  | Lamp % light output | Plug Load Power
Application Data
| Building size (ft^2) | No | No | No | No | No | No | No | No | No | No | No | No | No | No | Yes | No | No | No | No | No | No | No | No | No | No | No | No | No | 0 | 0 | 0 | 0 | 0 | 0 | 0 | 0 | 0 | 0 | 0 | 0 | 0 | 0 | 0 | 0 | 0 | 0 | 0 | 0 | 0 | 0 | 0 | 0 | 0 | 0 | 0 | 0 | 0 | 0 | 0 | 0 | 0 | 0 | 0 | 0 | 0 | 0 | 0 | 0 | 0 | 0 | 0 | 0 | 0 | 0 | 0 | 0 | 0 | 0 | 0 | 0 | 0 | 0 | 0 | 0 | 0 | 0 | 0 | 0 | 0 | 0 | 0 | 0 | 0 | 0 | 0 | 0
| Building type (e.g. warehouse, school, office...) | No | No | No | No | No | No | No | No | No | No | No | No | No | No | Yes | No | No | No | No | No | No | No | No | No | No | No | No | No | 0 | 0 | 0 | 0 | 0 | 0 | 0 | 0 | 0 | 0 | 0 | 0 | 0 | 0 | 0 | 0 | 0 | 0 | 0 | 0 | 0 | 0 | 0 | 0 | 0 | 0 | 0 | 0 | 0 | 0 | 0 | 0 | 0 | 0 | 0 | 0 | 0 | 0 | 0 | 0 | 0 | 0 | 0 | 0 | 0 | 0 | 0 | 0 | 0 | 0 | 0 | 0 | 0 | 0 | 0 | 0 | 0 | 0 | 0 | 0 | 0 | 0 | 0 | 0 | 0 | 0 | 0 | 0
| Climate zone | No | No | No | No | No | No | No | No | No | No | Yes | No | No | No | No | No | No | No | No | No | No | No | Yes | Yes | No | No | No | No | 0 | 0 | 0 | 0 | 0 | 0 | 0 | 0 | 0 | 0 | 0 | 0 | 0 | 0 | 0 | 0 | 0 | 0 | 0 | 0 | 0 | 0 | 0 | 0 | 0 | 0 | 0 | 0 | 0 | 0 | 0 | 0 | 0 | 0 | 0 | 0 | 0 | 0 | 0 | 0 | 0 | 0 | 0 | 0 | 0 | 0 | 0 | 0 | 0 | 0 | 0 | 0 | 0 | 0 | 0 | 0 | 0 | 0 | 0 | 0 | 0 | 0 | 0 | 0 | 0 | 0 | 0 | 0
| Country | No | No | No | No | No | No | No | No | No | No | No | No | No | No | Yes | No | No | No | No | No | No | No | No | No | No | No | Yes | No | 0 | 0 | 0 | 0 | 0 | 0 | 0 | 0 | 0 | 0 | 0 | 0 | 0 | 0 | 0 | 0 | 0 | 0 | 0 | 0 | 0 | 0 | 0 | 0 | 0 | 0 | 0 | 0 | 0 | 0 | 0 | 0 | 0 | 0 | 0 | 0 | 0 | 0 | 0 | 0 | 0 | 0 | 0 | 0 | 0 | 0 | 0 | 0 | 0 | 0 | 0 | 0 | 0 | 0 | 0 | 0 | 0 | 0 | 0 | 0 | 0 | 0 | 0 | 0 | 0 | 0 | 0 | 0
| Luminaire type | No | No | No | No | No | No | No | No | No | No | Yes | No | No | No | No | No | No | No | No | No | No | No | Yes | Yes | No | No | No | No | 0 | 0 | 0 | 0 | 0 | 0 | 0 | 0 | 0 | 0 | 0 | 0 | 0 | 0 | 0 | 0 | 0 | 0 | 0 | 0 | 0 | 0 | 0 | 0 | 0 | 0 | 0 | 0 | 0 | 0 | 0 | 0 | 0 | 0 | 0 | 0 | 0 | 0 | 0 | 0 | 0 | 0 | 0 | 0 | 0 | 0 | 0 | 0 | 0 | 0 | 0 | 0 | 0 | 0 | 0 | 0 | 0 | 0 | 0 | 0 | 0 | 0 | 0 | 0 | 0 | 0 | 0 | 0
| Luminaire wattage (new) | No | No | No | No | No | No | No | No | No | No | Yes | No | No | No | No | No | No | No | No | No | No | No | Yes | Yes | No | No | Yes | No | 0 | 0 | 0 | 0 | 0 | 0 | 0 | 0 | 0 | 0 | 0 | 0 | 0 | 0 | 0 | 0 | 0 | 0 | 0 | 0 | 0 | 0 | 0 | 0 | 0 | 0 | 0 | 0 | 0 | 0 | 0 | 0 | 0 | 0 | 0 | 0 | 0 | 0 | 0 | 0 | 0 | 0 | 0 | 0 | 0 | 0 | 0 | 0 | 0 | 0 | 0 | 0 | 0 | 0 | 0 | 0 | 0 | 0 | 0 | 0 | 0 | 0 | 0 | 0 | 0 | 0 | 0 | 0
| Luminaire wattage (previous) | No | No | No | No | No | No | No | No | No | No | Yes | No | No | No | No | No | No | No | No | No | No | No | Yes | Yes | No | No | No | No | 0 | 0 | 0 | 0 | 0 | 0 | 0 | 0 | 0 | 0 | 0 | 0 | 0 | 0 | 0 | 0 | 0 | 0 | 0 | 0 | 0 | 0 | 0 | 0 | 0 | 0 | 0 | 0 | 0 | 0 | 0 | 0 | 0 | 0 | 0 | 0 | 0 | 0 | 0 | 0 | 0 | 0 | 0 | 0 | 0 | 0 | 0 | 0 | 0 | 0 | 0 | 0 | 0 | 0 | 0 | 0 | 0 | 0 | 0 | 0 | 0 | 0 | 0 | 0 | 0 | 0 | 0 | 0
| Space type (e.g. corridor, conference room, bathroom…) | No | No | No | No | No | No | No | No | No | No | No | No | No | No | No | No | No | No | No | No | No | No | No | No | No | No | No | No | 0 | 0 | 0 | 0 | 0 | 0 | 0 | 0 | 0 | 0 | 0 | 0 | 0 | 0 | 0 | 0 | 0 | 0 | 0 | 0 | 0 | 0 | 0 | 0 | 0 | 0 | 0 | 0 | 0 | 0 | 0 | 0 | 0 | 0 | 0 | 0 | 0 | 0 | 0 | 0 | 0 | 0 | 0 | 0 | 0 | 0 | 0 | 0 | 0 | 0 | 0 | 0 | 0 | 0 | 0 | 0 | 0 | 0 | 0 | 0 | 0 | 0 | 0 | 0 | 0 | 0 | 0 | 0
| State or Province | No | No | No | No | No | Yes | Yes | No | No | No | No | No | No | No | Yes | No | No | No | No | No | No | No | No | No | No | No | Yes | No | 0 | 0 | 0 | 0 | 0 | 0 | 0 | 0 | 0 | 0 | 0 | 0 | 0 | 0 | 0 | 0 | 0 | 0 | 0 | 0 | 0 | 0 | 0 | 0 | 0 | 0 | 0 | 0 | 0 | 0 | 0 | 0 | 0 | 0 | 0 | 0 | 0 | 0 | 0 | 0 | 0 | 0 | 0 | 0 | 0 | 0 | 0 | 0 | 0 | 0 | 0 | 0 | 0 | 0 | 0 | 0 | 0 | 0 | 0 | 0 | 0 | 0 | 0 | 0 | 0 | 0 | 0 | 0
| Other (explain) |  | room/zone
What is the format and content of the data output?
| CSV |  | CSV |  |  |  | CSV | CSV |  |  | CSV | CSV |  | CSV | CSV | CSV | CSV |  |  |  | CSV | CSV | CSV | CSV | CSV |  | CSV | CSV | CSV
| .PDF | .PDF |  |  |  |  | .PDF | .PDF |  |  |  | .PDF |  |  |  | .PDF | [7 empty] | .PDF | .PDF |  | .PDF | .PDF | .PDF
| .PNG | [9 empty] | .PNG |  |  |  |  | .PNG
| .XLSX | [25 empty] | .XLSX |  | .XLSX
| BACnet | BACnet |  |  | BACnet |  | BACnet | BACnet |  |  |  | BACnet |  |  |  |  | BACnet |  |  |  |  | BACnet | BACnet | BACnet | BACnet |  | BACnet |  | BACnet
gbXML 6.01
Green Button
| Haystack | [14 empty] | Haystack
hpXML BPI-2100-S-2013 1.1.1
| Niagara | [5 empty] | Niagara | Niagara | [18 empty] | Niagara
OCF Open Connectivity Foundation
TALQ
XML
Custom per user request
Other (explain)
Does your customer contract offer a clause making energy data available to support energy efficiency rebates and incentives? |  | No | No | No | No | No | No | No | No | No | No | Yes | No | No | No | No | No | No | No | No | No | No | No | Yes | Yes | No | Yes | Yes | No | 0 | 0 | 0 | 0 | 0 | 0 | 0 | 0 | 0 | 0 | 0 | 0 | 0 | 0 | 0 | 0 | 0 | 0 | 0 | 0 | 0 | 0 | 0 | 0 | 0 | 0 | 0 | 0 | 0 | 0 | 0 | 0 | 0 | 0 | 0 | 0 | 0 | 0 | 0 | 0 | 0 | 0 | 0 | 0 | 0 | 0 | 0 | 0 | 0 | 0 | 0 | 0 | 0 | 0 | 0 | 0 | 0 | 0 | 0 | 0 | 0 | 0 | 0 | 0 | 0 | 0 | 0 | 0
Does your customer contract offer a clause making anonymized energy data available for research on energy savings? |  | No | No | No | No | No | No | No | No | No | No | Yes | No | No | No | No | No | No | No | No | No | No | No | Yes | Yes | No | Yes | Yes | No | 0 | 0 | 0 | 0 | 0 | 0 | 0 | 0 | 0 | 0 | 0 | 0 | 0 | 0 | 0 | 0 | 0 | 0 | 0 | 0 | 0 | 0 | 0 | 0 | 0 | 0 | 0 | 0 | 0 | 0 | 0 | 0 | 0 | 0 | 0 | 0 | 0 | 0 | 0 | 0 | 0 | 0 | 0 | 0 | 0 | 0 | 0 | 0 | 0 | 0 | 0 | 0 | 0 | 0 | 0 | 0 | 0 | 0 | 0 | 0 | 0 | 0 | 0 | 0 | 0 | 0 | 0 | 0
11) | Energy Monitoring
12) | Device Monitoring / Remote Diagnostics
Definition: The capability to monitor, diagnose, and report operational performance including system and/or component failures. |  | Yes | Yes | No | Yes | Yes | No | No | No | No | No | Yes | No | No | Yes | No | No | No | No | No | Yes | Yes | Yes | Yes | Yes | No | Yes | Yes | No | 0 | 0 | 0 | 0 | 0 | 0 | 0 | 0 | 0 | 0 | 0 | 0 | 0 | 0 | 0 | 0 | 0 | 0 | 0 | 0 | 0 | 0 | 0 | 0 | 0 | 0 | 0 | 0 | 0 | 0 | 0 | 0 | 0 | 0 | 0 | 0 | 0 | 0 | 0 | 0 | 0 | 0 | 0 | 0 | 0 | 0 | 0 | 0 | 0 | 0 | 0 | 0 | 0 | 0 | 0 | 0 | 0 | 0 | 0 | 0 | 0 | 0 | 0 | 0 | 0 | 0 | 0 | 0
Does the system have Device Monitoring/Remote Diagnostics capability? |  | Yes | Yes | Yes | Yes | Yes | Yes | Yes | No | No | Yes | Yes | No | Yes | Yes | Yes | Yes | No | Yes | Yes | Yes | Yes | Yes | Yes | Yes | No | Yes | Yes | Yes | 0 | 0 | 0 | 0 | 0 | 0 | 0 | 0 | 0 | 0 | 0 | 0 | 0 | 0 | 0 | 0 | 0 | 0 | 0 | 0 | 0 | 0 | 0 | 0 | 0 | 0 | 0 | 0 | 0 | 0 | 0 | 0 | 0 | 0 | 0 | 0 | 0 | 0 | 0 | 0 | 0 | 0 | 0 | 0 | 0 | 0 | 0 | 0 | 0 | 0 | 0 | 0 | 0 | 0 | 0 | 0 | 0 | 0 | 0 | 0 | 0 | 0 | 0 | 0 | 0 | 0 | 0 | 0
What system characteristics can be monitored, diagnosed, and/or reported?
| Battery Level or Remaining Battery Life of wireless switches/sensors |  | Battery Level or Remaining Battery Life of wireless switches/sensors | Battery Level or Remaining Battery Life of wireless switches/sensors | [6 empty] | Battery Level or Remaining Battery Life of wireless switches/sensors | Battery Level or Remaining Battery Life of wireless switches/sensors |  |  | Battery Level or Remaining Battery Life of wireless switches/sensors | Battery Level or Remaining Battery Life of wireless switches/sensors | [7 empty] | Battery Level or Remaining Battery Life of wireless switches/sensors | Battery Level or Remaining Battery Life of wireless switches/sensors |  | Battery Level or Remaining Battery Life of wireless switches/sensors | Battery Level or Remaining Battery Life of wireless switches/sensors
| Communication Issues or faults | Communication Issues or faults | Communication Issues or faults | Communication Issues or faults |  |  | Communication Issues or faults | Communication Issues or faults |  |  | Communication Issues or faults | Communication Issues or faults |  | Communication Issues or faults | Communication Issues or faults | Communication Issues or faults | Communication Issues or faults |  | Communication Issues or faults | Communication Issues or faults | Communication Issues or faults | Communication Issues or faults | Communication Issues or faults | Communication Issues or faults | Communication Issues or faults |  | Communication Issues or faults | Communication Issues or faults | Communication Issues or faults
| Network Latency | Network Latency | [8 empty] | Network Latency |  |  |  | Network Latency | [11 empty] | Network Latency
| Network Signal Strength | Network Signal Strength |  |  |  |  | Network Signal Strength | Network Signal Strength |  |  | Network Signal Strength |  |  | Network Signal Strength | Network Signal Strength |  |  |  | Network Signal Strength | Network Signal Strength | [6 empty] | Network Signal Strength | Network Signal Strength | Network Signal Strength
| Status: online/offline devices | Status: online/offline devices | Status: online/offline devices | Status: online/offline devices |  |  | Status: online/offline devices | Status: online/offline devices |  |  | Status: online/offline devices | Status: online/offline devices |  | Status: online/offline devices | Status: online/offline devices | Status: online/offline devices | Status: online/offline devices |  | Status: online/offline devices | Status: online/offline devices | Status: online/offline devices | Status: online/offline devices | Status: online/offline devices | Status: online/offline devices | Status: online/offline devices |  | Status: online/offline devices | Status: online/offline devices | Status: online/offline devices
| Device errors | Device errors | Device errors | Device errors |  |  | Device errors | Device errors |  |  | Device errors |  |  | Device errors | Device errors | Device errors | Device errors |  | Device errors | Device errors | Device errors | Device errors | Device errors |  |  |  | Device errors | Device errors
| Component failures: lamp, ballast, driver, light bar, etc. | Component failures: lamp, ballast, driver, light bar, etc. |  |  |  | Component failures: lamp, ballast, driver, light bar, etc. |  |  |  |  | Component failures: lamp, ballast, driver, light bar, etc. | Component failures: lamp, ballast, driver, light bar, etc. |  | Component failures: lamp, ballast, driver, light bar, etc. |  | Component failures: lamp, ballast, driver, light bar, etc. | Component failures: lamp, ballast, driver, light bar, etc. |  | Component failures: lamp, ballast, driver, light bar, etc. | Component failures: lamp, ballast, driver, light bar, etc. | Component failures: lamp, ballast, driver, light bar, etc. |  |  | Component failures: lamp, ballast, driver, light bar, etc. | Component failures: lamp, ballast, driver, light bar, etc. |  | Component failures: lamp, ballast, driver, light bar, etc.
| Remaining life: Lamp, Ballast, Driver, light far, etc. |  |  |  |  | Remaining life: Lamp, Ballast, Driver, light far, etc. |  |  |  |  | Remaining life: Lamp, Ballast, Driver, light far, etc. | [5 empty] | Remaining life: Lamp, Ballast, Driver, light far, etc.
| Other |  |  |  | low battery, lost communication |  | User Defined | User Defined | [8 empty] | Low Battery Warning, Low Hard Disk Space, Load Shed Status | [9 empty] | All DALI/Network Failures
What mechanisms are provided to alert system problems or failures?
| Blinking LED luminaire | [13 empty] | Blinking LED luminaire | [6 empty] | Blinking LED luminaire
| Blinking local LED status lights |  |  | Blinking local LED status lights | Blinking local LED status lights | [5 empty] | Blinking local LED status lights | Blinking local LED status lights |  | Blinking local LED status lights | [6 empty] | Blinking local LED status lights | Blinking local LED status lights |  | Blinking local LED status lights | Blinking local LED status lights
| Email notifications | Email notifications | Email notifications |  |  |  | Email notifications | Email notifications |  |  | Email notifications | Email notifications |  | Email notifications | Email notifications | Email notifications | Email notifications |  | Email notifications | Email notifications |  |  |  | Email notifications | Email notifications |  | Email notifications
| GUI alerts | GUI alerts | GUI alerts |  |  |  | GUI alerts | GUI alerts |  |  | GUI alerts |  |  | GUI alerts | GUI alerts | GUI alerts | GUI alerts |  | GUI alerts | GUI alerts | GUI alerts | GUI alerts | GUI alerts |  |  |  | GUI alerts | GUI alerts
| GUI map of offline devices | GUI map of offline devices |  |  |  |  | GUI map of offline devices | GUI map of offline devices |  |  | GUI map of offline devices | GUI map of offline devices |  |  | GUI map of offline devices |  | GUI map of offline devices |  | GUI map of offline devices | GUI map of offline devices | GUI map of offline devices | GUI map of offline devices | GUI map of offline devices | GUI map of offline devices | GUI map of offline devices |  | GUI map of offline devices
| GUI diagnostic page |  |  | GUI diagnostic page | [6 empty] | GUI diagnostic page |  |  | GUI diagnostic page |  |  | GUI diagnostic page |  | GUI diagnostic page | GUI diagnostic page | GUI diagnostic page | GUI diagnostic page | GUI diagnostic page |  |  |  | GUI diagnostic page | GUI diagnostic page
| Outage reports | [9 empty] | Outage reports | Outage reports |  |  |  | Outage reports | Outage reports | [6 empty] | Outage reports | Outage reports |  | Outage reports |  | Outage reports
Other
12) | Device Monitoring / Remote Diagnostics
13) | User Interface
Definition: The type of interface used by the control system for reading and adjusting control system settings during system start-up, commissioning, and/or ongoing operation.
What is the User Interface platform(s)?
| App for Android |  |  | App for Android |  | App for Android |  |  |  | App for Android |  |  | App for Android | App for Android | App for Android | [5 empty] | App for Android | App for Android |  |  |  | App for Android | App for Android | App for Android
| App for IOS |  | App for IOS | [6 empty] | App for IOS |  |  | App for IOS | App for IOS | App for IOS |  | App for IOS |  |  |  | App for IOS | App for IOS |  |  |  | App for IOS | App for IOS | App for IOS
| Local indicator lights | [10 empty] | Local indicator lights | Local indicator lights | Local indicator lights | Local indicator lights |  | Local indicator lights |  |  |  | Local indicator lights |  |  | Local indicator lights | Local indicator lights | Local indicator lights |  |  | Local indicator lights
| Local pushbuttons or switches |  |  |  | Local pushbuttons or switches |  | Local pushbuttons or switches |  |  |  |  | Local pushbuttons or switches |  | Local pushbuttons or switches | Local pushbuttons or switches |  | Local pushbuttons or switches |  | Local pushbuttons or switches | Local pushbuttons or switches | Local pushbuttons or switches | Local pushbuttons or switches |  | Local pushbuttons or switches | Local pushbuttons or switches | Local pushbuttons or switches | Local pushbuttons or switches |  | Local pushbuttons or switches
| Remote control w/o display |  | Remote control w/o display |  | Remote control w/o display |  | Remote control w/o display | [9 empty] | Remote control w/o display | [9 empty] | Remote control w/o display
| Remote control with display | [9 empty] | Remote control with display | [6 empty] | Remote control with display | [8 empty] | Remote control with display |  | Remote control with display
| USB dongle for web browser or software | [13 empty] | USB dongle for web browser or software | [5 empty] | USB dongle for web browser or software | USB dongle for web browser or software | [6 empty] | USB dongle for web browser or software
| Wall mounted control |  | Wall mounted control |  | Wall mounted control |  |  |  |  | Wall mounted control | Wall mounted control | Wall mounted control |  | Wall mounted control | Wall mounted control |  | Wall mounted control |  | Wall mounted control | Wall mounted control |  | Wall mounted control |  | Wall mounted control | Wall mounted control | Wall mounted control | Wall mounted control
| Web browser (Windows & IOS) | Web browser (Windows & IOS) | Web browser (Windows & IOS) |  | Web browser (Windows & IOS) |  | Web browser (Windows & IOS) | Web browser (Windows & IOS) |  |  | Web browser (Windows & IOS) | Web browser (Windows & IOS) |  | Web browser (Windows & IOS) |  | Web browser (Windows & IOS) | Web browser (Windows & IOS) |  | Web browser (Windows & IOS) | Web browser (Windows & IOS) | Web browser (Windows & IOS) | Web browser (Windows & IOS) | Web browser (Windows & IOS) | Web browser (Windows & IOS) | Web browser (Windows & IOS) |  | Web browser (Windows & IOS) | Web browser (Windows & IOS) | Web browser (Windows & IOS)
| Windows-based software program | [9 empty] | Windows-based software program |  |  |  | Windows-based software program |  | Windows-based software program |  |  |  | Windows-based software program | Windows-based software program | Windows-based software program |  |  |  | Windows-based software program |  | Windows-based software program
Does the system have the capability to upload a floorplan? |  | Yes | Yes | No | No | No | Yes | Yes | No | No | Yes | Yes | No | No | Yes | Yes | Yes | No | Yes | Yes | Yes | Yes | Yes | Yes | Yes | No | Yes | Yes | No | 0 | 0 | 0 | 0 | 0 | 0 | 0 | 0 | 0 | 0 | 0 | 0 | 0 | 0 | 0 | 0 | 0 | 0 | 0 | 0 | 0 | 0 | 0 | 0 | 0 | 0 | 0 | 0 | 0 | 0 | 0 | 0 | 0 | 0 | 0 | 0 | 0 | 0 | 0 | 0 | 0 | 0 | 0 | 0 | 0 | 0 | 0 | 0 | 0 | 0 | 0 | 0 | 0 | 0 | 0 | 0 | 0 | 0 | 0 | 0 | 0 | 0 | 0 | 0 | 0 | 0 | 0 | 0
Does the system have the capability to modify settings that are displayed on a floorplan? |  | Yes | No | No | No | No | Yes | Yes | No | No | Yes | Yes | No | No | No | Yes | Yes | No | No | No | Yes | Yes | Yes | Yes | Yes | No | No | No | No | 0 | 0 | 0 | 0 | 0 | 0 | 0 | 0 | 0 | 0 | 0 | 0 | 0 | 0 | 0 | 0 | 0 | 0 | 0 | 0 | 0 | 0 | 0 | 0 | 0 | 0 | 0 | 0 | 0 | 0 | 0 | 0 | 0 | 0 | 0 | 0 | 0 | 0 | 0 | 0 | 0 | 0 | 0 | 0 | 0 | 0 | 0 | 0 | 0 | 0 | 0 | 0 | 0 | 0 | 0 | 0 | 0 | 0 | 0 | 0 | 0 | 0 | 0 | 0 | 0 | 0 | 0 | 0
Does the User Interface utilize two-way communication? (i.e. can it both read settings from the device and adjust settings?) |  | Yes | Yes | Yes | Yes | Yes | Yes | Yes | No | Yes | Yes | Yes | Yes | Yes | No | Yes | Yes | Yes | Yes | Yes | Yes | Yes | Yes | Yes | Yes | Yes | No | No | Yes | 0 | 0 | 0 | 0 | 0 | 0 | 0 | 0 | 0 | 0 | 0 | 0 | 0 | 0 | 0 | 0 | 0 | 0 | 0 | 0 | 0 | 0 | 0 | 0 | 0 | 0 | 0 | 0 | 0 | 0 | 0 | 0 | 0 | 0 | 0 | 0 | 0 | 0 | 0 | 0 | 0 | 0 | 0 | 0 | 0 | 0 | 0 | 0 | 0 | 0 | 0 | 0 | 0 | 0 | 0 | 0 | 0 | 0 | 0 | 0 | 0 | 0 | 0 | 0 | 0 | 0 | 0 | 0
Can the User Interface display existing system settings? |  | Yes | Yes | Yes | Yes | Yes | Yes | Yes | No | Yes | Yes | Yes | Yes | Yes | No | Yes | Yes | Yes | Yes | Yes | Yes | Yes | Yes | Yes | Yes | Yes | Yes | Yes | Yes | 0 | 0 | 0 | 0 | 0 | 0 | 0 | 0 | 0 | 0 | 0 | 0 | 0 | 0 | 0 | 0 | 0 | 0 | 0 | 0 | 0 | 0 | 0 | 0 | 0 | 0 | 0 | 0 | 0 | 0 | 0 | 0 | 0 | 0 | 0 | 0 | 0 | 0 | 0 | 0 | 0 | 0 | 0 | 0 | 0 | 0 | 0 | 0 | 0 | 0 | 0 | 0 | 0 | 0 | 0 | 0 | 0 | 0 | 0 | 0 | 0 | 0 | 0 | 0 | 0 | 0 | 0 | 0
Notes, if needed | [8 empty] | the software is only present during commissioning.
13) | User Interface
14) | Luminaire Level Lighting Control, Integrated
Definition: The capability to have a networked occupancy sensor and ambient light sensor installed for each luminaire, and directly integrated or embedded into the luminaire form factor during the luminaire manufacturing process. In addition to these
Does the system have the capability to integrate/embed an occupancy sensor and ambient light sensor directly into a luminaire at the time of manufacture; and also satisfy the Control Persistence capability? |  | No | No | Yes | Yes | Yes | No | No | No | Yes | No | Yes | Yes | Yes | Yes | No | No | Yes | No | No | Yes | Yes | Yes | Yes | Yes | No | No | No | No | 0 | 0 | 0 | 0 | 0 | 0 | 0 | 0 | 0 | 0 | 0 | 0 | 0 | 0 | 0 | 0 | 0 | 0 | 0 | 0 | 0 | 0 | 0 | 0 | 0 | 0 | 0 | 0 | 0 | 0 | 0 | 0 | 0 | 0 | 0 | 0 | 0 | 0 | 0 | 0 | 0 | 0 | 0 | 0 | 0 | 0 | 0 | 0 | 0 | 0 | 0 | 0 | 0 | 0 | 0 | 0 | 0 | 0 | 0 | 0 | 0 | 0 | 0 | 0 | 0 | 0 | 0 | 0
| What manufacturer(s) and what luminaires are available with the sensors and network interface embedded? Please provide list of all manufacturers and families/sub-brands/styles available. Please note if you would like this information to not be listed pub |  | N/A | LG Luminiares and Retofit Kits with Sensor Connect Option (Performance Troffer ; Simple Choice Troffer ; Commercial Retrofit Downlight ; Performance High-Bay ; T8 Tube Retrofit Kit ; Retrofit Board & Driver Kit) | http://www.lutron.com/en-us/pages/hpfl/hpfl.aspx | Available from a growing list of manufacturers including but not limited to: Hubbell Lighting, ILP, Mercury Lighting, Philips Lighting |  |  |  | http://www.cooperindustries.com/content/public/en/lighting/brands/connected_systems/wavelinx.html Select a product, to see compatible luminaires | See below the list of OEMs for Network Interface embedded luminaires: Forum Inc., Focal Point LLC, Harris Aircarft Inc., Visa Lighting Corp, Renova Lighting Systes Inc., Energy Planning Associates Corp, Arrow Electron | Eaton/Cooper, Pinnacle Lighting, ILP, Finelite, Focal Point, Amerlux, Axis, Fluxwerx and several others. | Available in select Lithonia, Peerless, and Mark Architectural Lighting luminaires, for commercial indoor lighting applications. See this page for a list of luminaires available with nLight AIR: http://www.acuitybrands.com/products/controls/nlightair#50 | RAB /LCS Fixtures | ILP flat lens troffer; ILP VOLA; ILP Volumetric Troffer; Mercury LR and LM series; ESI LX, VH, DT and ME series; Orion ISON; APOLLO and HARRIS series; and others |  |  | ZR Series Troffers CR Series Troffers CS Linear Luminaires LN Linear Luminaires KR Downlights |  |  | Digital Lumens DLE, CLE, and ILE fixture families. | Available in select Lithonia, Gotham, Mark, Peerless, HealthCarem, Winona and Juno fixtures. See this page for a list of luminaires available with nLight embedded controls and sensors: http://www.acuitybrands.com/products/controls/nlight#6ebdd35f-32cf- | Available in select Lithonia and Holophane luminaires, for parking garage and high bay applications. Must use an XPoint option that includes occupancy and daylight sensing. See this page for a list of luminaires available with Xpoint Wireless sensors: ht | Eaton/Cooper(Metalux, Corelite) | Eaton/Cooper,McGraw-Edsion, Lumark, InVue, Streetworks
14) | Luminaire Level Lighting Control, Integrated
15) | Personal Control
Definition: The capability for individual users to adjust to their personal preferences, via networked means, the illuminated environment of a light fixture or group on of light fixtures in a specific task area. The system must be clearly designed for t
Does the system have personal control capability? |  | No | Yes | Yes | Yes | Yes | Yes | No | No | Yes | Yes | Yes | No | Yes | Yes | Yes | Yes | No | No | No | Yes | Yes | Yes | Yes | No | No | Yes | Yes | Yes | 0 | 0 | 0 | 0 | 0 | 0 | 0 | 0 | 0 | 0 | 0 | 0 | 0 | 0 | 0 | 0 | 0 | 0 | 0 | 0 | 0 | 0 | 0 | 0 | 0 | 0 | 0 | 0 | 0 | 0 | 0 | 0 | 0 | 0 | 0 | 0 | 0 | 0 | 0 | 0 | 0 | 0 | 0 | 0 | 0 | 0 | 0 | 0 | 0 | 0 | 0 | 0 | 0 | 0 | 0 | 0 | 0 | 0 | 0 | 0 | 0 | 0 | 0 | 0 | 0 | 0 | 0 | 0
What interface does the personal control use?
| App for Android | [8 empty] | App for Android |  |  |  | App for Android | App for Android | [5 empty] | App for Android | [5 empty] | App for Android | App for Android
| App for IOS |  | App for IOS | [6 empty] | App for IOS |  |  |  | App for IOS | App for IOS | [5 empty] | App for IOS | App for IOS | App for IOS |  |  |  | App for IOS | App for IOS
| Local wireless dimmer switch |  | Local wireless dimmer switch | Local wireless dimmer switch | Local wireless dimmer switch | Local wireless dimmer switch |  |  |  |  | Local wireless dimmer switch | Local wireless dimmer switch |  | Local wireless dimmer switch | Local wireless dimmer switch | Local wireless dimmer switch | Local wireless dimmer switch | [6 empty] | Local wireless dimmer switch |  |  | Local wireless dimmer switch |  | Local wireless dimmer switch
| Remote control w/o display |  | Remote control w/o display |  | Remote control w/o display | [11 empty] | Remote control w/o display | [9 empty] | Remote control w/o display
| Remote control with display | [9 empty] | Remote control with display | [15 empty] | Remote control with display
| Web browser (Windows & IOS) |  | Web browser (Windows & IOS) |  | Web browser (Windows & IOS) |  | Web browser (Windows & IOS) |  |  |  | Web browser (Windows & IOS) | Web browser (Windows & IOS) |  | Web browser (Windows & IOS) |  | Web browser (Windows & IOS) | Web browser (Windows & IOS) |  |  |  | Web browser (Windows & IOS) | Web browser (Windows & IOS) | Web browser (Windows & IOS) |  |  |  | Web browser (Windows & IOS)
| Windows-based software program | [9 empty] | Windows-based software program |  |  |  | Windows-based software program | [5 empty] | Windows-based software program | Windows-based software program | Windows-based software program |  |  |  | Windows-based software program
Can luminaires be zoned/grouped for personal control? |  | No | Yes | Yes | Yes | Yes | Yes | No | No | Yes | Yes | Yes | No | Yes | Yes | Yes | Yes | No | No | No | Yes | Yes | Yes | Yes | No | No | Yes | Yes | No | 0 | 0 | 0 | 0 | 0 | 0 | 0 | 0 | 0 | 0 | 0 | 0 | 0 | 0 | 0 | 0 | 0 | 0 | 0 | 0 | 0 | 0 | 0 | 0 | 0 | 0 | 0 | 0 | 0 | 0 | 0 | 0 | 0 | 0 | 0 | 0 | 0 | 0 | 0 | 0 | 0 | 0 | 0 | 0 | 0 | 0 | 0 | 0 | 0 | 0 | 0 | 0 | 0 | 0 | 0 | 0 | 0 | 0 | 0 | 0 | 0 | 0 | 0 | 0 | 0 | 0 | 0 | 0
Does the system automatically learn/adapt to a user's personal control preferences? |  | No | No | No | No | No | No | No | No | No | Yes | No | No | No | No | Yes | No | No | No | No | no | No | No | No | No | No | No | No | No | 0 | 0 | 0 | 0 | 0 | 0 | 0 | 0 | 0 | 0 | 0 | 0 | 0 | 0 | 0 | 0 | 0 | 0 | 0 | 0 | 0 | 0 | 0 | 0 | 0 | 0 | 0 | 0 | 0 | 0 | 0 | 0 | 0 | 0 | 0 | 0 | 0 | 0 | 0 | 0 | 0 | 0 | 0 | 0 | 0 | 0 | 0 | 0 | 0 | 0 | 0 | 0 | 0 | 0 | 0 | 0 | 0 | 0 | 0 | 0 | 0 | 0 | 0 | 0 | 0 | 0 | 0 | 0
| If so, what are the results? | [7 empty] | remembers the last known setting. |  | In response to occupancy or time schedule signal, lights turn on as per default scene settings |  |  |  |  | Previous On Level |  |  |  |  | App opens to user's control fixture/group automatically
Can the system report out personal control settings? |  | No | Yes | No | Yes | No | Yes | No | No | Yes | Yes | No | No | Yes | Yes | Yes | Yes | No | No | No | Yes | No | No | No | No | No | Yes | No | No | 0 | 0 | 0 | 0 | 0 | 0 | 0 | 0 | 0 | 0 | 0 | 0 | 0 | 0 | 0 | 0 | 0 | 0 | 0 | 0 | 0 | 0 | 0 | 0 | 0 | 0 | 0 | 0 | 0 | 0 | 0 | 0 | 0 | 0 | 0 | 0 | 0 | 0 | 0 | 0 | 0 | 0 | 0 | 0 | 0 | 0 | 0 | 0 | 0 | 0 | 0 | 0 | 0 | 0 | 0 | 0 | 0 | 0 | 0 | 0 | 0 | 0 | 0 | 0 | 0 | 0 | 0 | 0
| If so, how? |  | Energy consumption settings can be separated out by room (pg. 26 of P-5302 user manual) by clicking Source in the graph in the interface and selecting a perspective room/area |  | via BACnet | [5 empty] | see row 412 above |  |  | Viewable in GUI |  | Using ControlScope Manager | The GUI can display the historic light levels chosen by the occupant. |  |  |  | Web and mobile interface | [5 empty] | Programming in the processor and the display unit
15) | Personal Control
16) | Load Shedding (Demand Response)
Definition: The ability to reduce the energy consumption of a lighting system, in a pre-defined way, on a temporary basis, in response to a demand response signal. The method by which the system implements this capability must be clearly described in the
Does the system have load-shedding/demand response capability? |  | Yes | Yes | No | Yes | No | Yes | Yes | No | Yes | Yes | Yes | No | Yes | Yes | Yes | Yes | No | No | No | No | Yes | Yes | Yes | Yes | Yes | No | Yes | Yes | 0 | 0 | 0 | 0 | 0 | 0 | 0 | 0 | 0 | 0 | 0 | 0 | 0 | 0 | 0 | 0 | 0 | 0 | 0 | 0 | 0 | 0 | 0 | 0 | 0 | 0 | 0 | 0 | 0 | 0 | 0 | 0 | 0 | 0 | 0 | 0 | 0 | 0 | 0 | 0 | 0 | 0 | 0 | 0 | 0 | 0 | 0 | 0 | 0 | 0 | 0 | 0 | 0 | 0 | 0 | 0 | 0 | 0 | 0 | 0 | 0 | 0 | 0 | 0 | 0 | 0 | 0 | 0
Does the system have the ability to implement demand response via an external signal? |  | Yes | Yes | No | Yes | No | No | No | No | No | Yes | Yes | No | Yes | Yes | Yes | Yes | No | No | No | No | Yes | Yes | Yes | Yes | Yes | No | Yes | Yes | 0 | 0 | 0 | 0 | 0 | 0 | 0 | 0 | 0 | 0 | 0 | 0 | 0 | 0 | 0 | 0 | 0 | 0 | 0 | 0 | 0 | 0 | 0 | 0 | 0 | 0 | 0 | 0 | 0 | 0 | 0 | 0 | 0 | 0 | 0 | 0 | 0 | 0 | 0 | 0 | 0 | 0 | 0 | 0 | 0 | 0 | 0 | 0 | 0 | 0 | 0 | 0 | 0 | 0 | 0 | 0 | 0 | 0 | 0 | 0 | 0 | 0 | 0 | 0 | 0 | 0 | 0 | 0
If yes, how?
| BACnet |  |  |  | BACnet | [5 empty] | BACnet | BACnet |  |  |  |  | BACnet |  |  |  |  | BACnet | BACnet | BACnet | BACnet |  |  |  | BACnet
| Dry contact | Dry contact |  |  | Dry contact | [11 empty] | Dry contact |  |  |  |  | Dry contact | Dry contact |  |  | Dry contact |  |  | Dry contact
| OpenADR via internet |  | OpenADR via internet | [8 empty] | OpenADR via internet |  |  |  | OpenADR via internet | [5 empty] | OpenADR via internet | OpenADR via internet | OpenADR via internet | OpenADR via internet |  |  | OpenADR via internet
| Programmed digital switch | [15 empty] | Programmed digital switch |  |  |  |  | Programmed digital switch | Programmed digital switch
| Third Party hardware and software | [15 empty] | Third Party hardware and software
| Other | [8 empty] | mobile app |  |  |  | Via GUI or internet | Venrgy software
Does the system have the ability to report real-time power reduction? |  | No | No | No | No | No | Yes | Yes | No | No | Yes | Yes | No | Yes | No | No | Yes | No | No | No | No | Yes | Yes | Yes | Yes | No | No | No | Yes | 0 | 0 | 0 | 0 | 0 | 0 | 0 | 0 | 0 | 0 | 0 | 0 | 0 | 0 | 0 | 0 | 0 | 0 | 0 | 0 | 0 | 0 | 0 | 0 | 0 | 0 | 0 | 0 | 0 | 0 | 0 | 0 | 0 | 0 | 0 | 0 | 0 | 0 | 0 | 0 | 0 | 0 | 0 | 0 | 0 | 0 | 0 | 0 | 0 | 0 | 0 | 0 | 0 | 0 | 0 | 0 | 0 | 0 | 0 | 0 | 0 | 0 | 0 | 0 | 0 | 0 | 0 | 0
| If yes, how? | [5 empty] | Using the Veris E50 meter to monitor circuits, immediate consumption data is available. | Using the Veris E50 meter to monitor circuits, immediate consumption data is available. | throught the DR status message sent back it will tell you the reduction percentage |  | 22p43, steps 3/4 |  |  | GUI |  | Using ControlScope Manager | Instantaneous power is displayed in the GUI. |  |  |  |  | via BACnet | via BACnet | [5 empty] | See LMSM Guide
Does the system comply with the OpenADR Standard? |  | No | Yes | No | No | No | No | No | No | No | No | Yes | No | No | No | Yes | No | No | No | No | No | Yes | Yes | Yes | Yes | No | No | Yes | Yes | 0 | 0 | 0 | 0 | 0 | 0 | 0 | 0 | 0 | 0 | 0 | 0 | 0 | 0 | 0 | 0 | 0 | 0 | 0 | 0 | 0 | 0 | 0 | 0 | 0 | 0 | 0 | 0 | 0 | 0 | 0 | 0 | 0 | 0 | 0 | 0 | 0 | 0 | 0 | 0 | 0 | 0 | 0 | 0 | 0 | 0 | 0 | 0 | 0 | 0 | 0 | 0 | 0 | 0 | 0 | 0 | 0 | 0 | 0 | 0 | 0 | 0 | 0 | 0 | 0 | 0 | 0 | 0
If yes, what version of OpenADR?
| 1.0 | [10 empty] | 1.0 |  |  |  | 1.0 | [7 empty] | 1.0 | 1.0 |  |  |  | 1.0
| 2.0a |  | 2.0a | [8 empty] | 2.0a |  |  |  | 2.0a | [5 empty] | 2.0a | 2.0a | 2.0a | 2.0a
| 2.0b | [10 empty] | 2.0b | [11 empty] | 2.0b | 2.0b |  |  | 2.0b
Is the OpenADR device tested and verified for OpenADR compliance, and listed in the OpenADR certified products database? |  | No | Yes | No | No | No | No | No | No | No | No | Yes | No | No | No | Yes | No | No | No | No | No | No | No | Yes | Yes | No | No | Yes | No | 0 | 0 | 0 | 0 | 0 | 0 | 0 | 0 | 0 | 0 | 0 | 0 | 0 | 0 | 0 | 0 | 0 | 0 | 0 | 0 | 0 | 0 | 0 | 0 | 0 | 0 | 0 | 0 | 0 | 0 | 0 | 0 | 0 | 0 | 0 | 0 | 0 | 0 | 0 | 0 | 0 | 0 | 0 | 0 | 0 | 0 | 0 | 0 | 0 | 0 | 0 | 0 | 0 | 0 | 0 | 0 | 0 | 0 | 0 | 0 | 0 | 0 | 0 | 0 | 0 | 0 | 0 | 0
Does the system follow the GMLC (Grid Modernization Lab Consortium) draft Recommended Practice? |  | No | No | No | No | No | No | No | No | No | No | No | No | No | No | No | No | No | No | No | No | No | No | No | No | No | No | No | No | 0 | 0 | 0 | 0 | 0 | 0 | 0 | 0 | 0 | 0 | 0 | 0 | 0 | 0 | 0 | 0 | 0 | 0 | 0 | 0 | 0 | 0 | 0 | 0 | 0 | 0 | 0 | 0 | 0 | 0 | 0 | 0 | 0 | 0 | 0 | 0 | 0 | 0 | 0 | 0 | 0 | 0 | 0 | 0 | 0 | 0 | 0 | 0 | 0 | 0 | 0 | 0 | 0 | 0 | 0 | 0 | 0 | 0 | 0 | 0 | 0 | 0 | 0 | 0 | 0 | 0 | 0 | 0
16) | Load Shedding (Demand Response)
17) | Plug Load Control
Definition: The capability to control the power delivered to receptacles through scheduling or occupancy sensing. The method by which the system implements this capability must be clearly described in the Reference document(s).
Is plug load control available? |  | No | Yes | No | Yes | No | Yes | Yes | No | Yes | Yes | Yes | No | Yes | Yes | Yes | Yes | No | No | No | No | Yes | Yes | Yes | Yes | Yes | Yes | No | Yes | 0 | 0 | 0 | 0 | 0 | 0 | 0 | 0 | 0 | 0 | 0 | 0 | 0 | 0 | 0 | 0 | 0 | 0 | 0 | 0 | 0 | 0 | 0 | 0 | 0 | 0 | 0 | 0 | 0 | 0 | 0 | 0 | 0 | 0 | 0 | 0 | 0 | 0 | 0 | 0 | 0 | 0 | 0 | 0 | 0 | 0 | 0 | 0 | 0 | 0 | 0 | 0 | 0 | 0 | 0 | 0 | 0 | 0 | 0 | 0 | 0 | 0 | 0 | 0 | 0 | 0 | 0 | 0
What method is used?
| Smart outlet with integrated control |  |  |  | Smart outlet with integrated control |  | Smart outlet with integrated control | Smart outlet with integrated control |  | Smart outlet with integrated control | [5 empty] | Smart outlet with integrated control | [6 empty] | Smart outlet with integrated control | [5 empty] | Smart outlet with integrated control
| Circuit level relay switch |  | Circuit level relay switch |  | Circuit level relay switch |  |  |  |  | Circuit level relay switch | Circuit level relay switch | Circuit level relay switch |  | Circuit level relay switch | Circuit level relay switch | Circuit level relay switch | Circuit level relay switch |  |  |  |  | Circuit level relay switch | Circuit level relay switch | Circuit level relay switch | Circuit level relay switch | Circuit level relay switch | Circuit level relay switch |  | Circuit level relay switch
Other (explain)
What are the available control strategies?
| BACnet signal |  |  |  | BACnet signal | [8 empty] | BACnet signal |  | BACnet signal | BACnet signal |  |  |  |  | BACnet signal | BACnet signal |  |  |  | BACnet signal |  | BACnet signal
| Demand response |  |  |  | Demand response | [6 empty] | Demand response |  | Demand response |  | Demand response | [5 empty] | Demand response | Demand response | Demand response | Demand response |  | Demand response |  | Demand response
| Manual control |  |  |  | Manual control |  | Manual control | Manual control |  | Manual control | Manual control | Manual control |  | Manual control | Manual control | Manual control | Manual control |  |  |  |  | Manual control | Manual control | Manual control | Manual control | Manual control | Manual control |  | Manual control
| Occupancy |  | Occupancy |  | Occupancy |  | Occupancy | Occupancy |  | Occupancy | Occupancy | Occupancy |  | Occupancy | Occupancy | Occupancy | Occupancy |  |  |  |  | Occupancy | Occupancy | Occupancy | Occupancy | Occupancy | Occupancy |  | Occupancy
| Personal control |  | Personal control |  | Personal control |  | Personal control | Personal control |  | Personal control | Personal control | Personal control |  | Personal control | Personal control | Personal control | Personal control |  |  |  |  | Personal control | Personal control | Personal control |  | Personal control | Personal control
| Scheduling |  | Scheduling |  | Scheduling |  | Scheduling | Scheduling |  | Scheduling | Scheduling | Scheduling |  | Scheduling | Scheduling | Scheduling | Scheduling |  |  |  |  | Scheduling | Scheduling | Scheduling | Scheduling | Scheduling | Scheduling |  | Scheduling
| Web/mobile interface |  | Web/mobile interface |  | Web/mobile interface |  | Web/mobile interface | Web/mobile interface |  | Web/mobile interface | Web/mobile interface | Web/mobile interface |  | Web/mobile interface | Web/mobile interface | [6 empty] | Web/mobile interface | Web/mobile interface | Web/mobile interface | Web/mobile interface |  | Web/mobile interface |  | Web/mobile interface
Other (explain)
Does the system have the ability to monitor and report energy use of plug loads? |  | No | Yes | No | Yes | No | Yes | Yes | No | No | Yes | Yes | No | Yes | No | Yes | No | No | No | No | No | Yes | Yes | Yes | Yes | No | Yes | No | Yes | 0 | 0 | 0 | 0 | 0 | 0 | 0 | 0 | 0 | 0 | 0 | 0 | 0 | 0 | 0 | 0 | 0 | 0 | 0 | 0 | 0 | 0 | 0 | 0 | 0 | 0 | 0 | 0 | 0 | 0 | 0 | 0 | 0 | 0 | 0 | 0 | 0 | 0 | 0 | 0 | 0 | 0 | 0 | 0 | 0 | 0 | 0 | 0 | 0 | 0 | 0 | 0 | 0 | 0 | 0 | 0 | 0 | 0 | 0 | 0 | 0 | 0 | 0 | 0 | 0 | 0 | 0 | 0
17) | Plug Load Control
18) | External Systems Integration (e.g. BMS, EMS, HVAC, Lighting, API)
Definition: The capability to exchange data with other networked systems such as Building or Energy Management Systems (BMS/EMS), Heating Ventilation and Air Conditioning (HVAC) Systems, or other Lighting and Building Systems via some form of communicati
Does the system have the ability to communicate with other building systems or networks? |  | Yes | Yes | No | Yes | No | Yes | Yes | Yes | No | Yes | Yes | No | Yes | Yes | Yes | Yes | No | Yes | Yes | No | Yes | Yes | Yes | Yes | Yes | Yes | Yes | Yes | 0 | 0 | 0 | 0 | 0 | 0 | 0 | 0 | 0 | 0 | 0 | 0 | 0 | 0 | 0 | 0 | 0 | 0 | 0 | 0 | 0 | 0 | 0 | 0 | 0 | 0 | 0 | 0 | 0 | 0 | 0 | 0 | 0 | 0 | 0 | 0 | 0 | 0 | 0 | 0 | 0 | 0 | 0 | 0 | 0 | 0 | 0 | 0 | 0 | 0 | 0 | 0 | 0 | 0 | 0 | 0 | 0 | 0 | 0 | 0 | 0 | 0 | 0 | 0 | 0 | 0 | 0 | 0
What other system(s) does the system communicate with?
| BMS (Building Management System) | BMS (Building Management System) | BMS (Building Management System) |  | BMS (Building Management System) |  | BMS (Building Management System) | BMS (Building Management System) | BMS (Building Management System) |  | BMS (Building Management System) | BMS (Building Management System) |  | BMS (Building Management System) | BMS (Building Management System) | BMS (Building Management System) | BMS (Building Management System) |  | BMS (Building Management System) | BMS (Building Management System) |  | BMS (Building Management System) | BMS (Building Management System) | BMS (Building Management System) | BMS (Building Management System) | BMS (Building Management System) | BMS (Building Management System) |  | BMS (Building Management System)
| EMS (Energy Management System) | EMS (Energy Management System) |  |  | EMS (Energy Management System) |  | EMS (Energy Management System) | EMS (Energy Management System) |  |  | EMS (Energy Management System) | EMS (Energy Management System) |  | EMS (Energy Management System) |  | EMS (Energy Management System) | EMS (Energy Management System) |  |  |  |  | EMS (Energy Management System) | EMS (Energy Management System) | EMS (Energy Management System) | EMS (Energy Management System) | EMS (Energy Management System) |  |  | EMS (Energy Management System)
| HVAC (Heating Ventilation Air Conditioning) |  |  |  | HVAC (Heating Ventilation Air Conditioning) |  | HVAC (Heating Ventilation Air Conditioning) | HVAC (Heating Ventilation Air Conditioning) | HVAC (Heating Ventilation Air Conditioning) |  | HVAC (Heating Ventilation Air Conditioning) | HVAC (Heating Ventilation Air Conditioning) |  | HVAC (Heating Ventilation Air Conditioning) | HVAC (Heating Ventilation Air Conditioning) | HVAC (Heating Ventilation Air Conditioning) | HVAC (Heating Ventilation Air Conditioning) |  |  |  |  | HVAC (Heating Ventilation Air Conditioning) | HVAC (Heating Ventilation Air Conditioning) | HVAC (Heating Ventilation Air Conditioning) | HVAC (Heating Ventilation Air Conditioning) | HVAC (Heating Ventilation Air Conditioning) | HVAC (Heating Ventilation Air Conditioning) | HVAC (Heating Ventilation Air Conditioning) | HVAC (Heating Ventilation Air Conditioning)
| Lighting |  |  |  | Lighting |  | Lighting | Lighting | Lighting |  |  | Lighting |  | Lighting | Lighting | Lighting | Lighting |  |  |  |  | Lighting | Lighting | Lighting | Lighting |  | Lighting
| Other | [15 empty] | Security system |  | REST API for custom integration | REST API for custom integration |  | Alarm, Fire, AutoDR, A/V | Alarm, Fire, AutoDR
What communication protocols are supported?
| BACNet® /IP (ANSI SSPC 135) | BACNet® /IP (ANSI SSPC 135) | BACNet® /IP (ANSI SSPC 135) |  | BACNet® /IP (ANSI SSPC 135) |  | BACNet® /IP (ANSI SSPC 135) | BACNet® /IP (ANSI SSPC 135) | BACNet® /IP (ANSI SSPC 135) |  | BACNet® /IP (ANSI SSPC 135) | BACNet® /IP (ANSI SSPC 135) |  | BACNet® /IP (ANSI SSPC 135) | BACNet® /IP (ANSI SSPC 135) | BACNet® /IP (ANSI SSPC 135) | BACNet® /IP (ANSI SSPC 135) |  | BACNet® /IP (ANSI SSPC 135) | BACNet® /IP (ANSI SSPC 135) |  | BACNet® /IP (ANSI SSPC 135) | BACNet® /IP (ANSI SSPC 135) | BACNet® /IP (ANSI SSPC 135) | BACNet® /IP (ANSI SSPC 135) |  | BACNet® /IP (ANSI SSPC 135) |  | BACNet® /IP (ANSI SSPC 135)
| BACNet® /MSTP |  | BACNet® /MSTP | [5 empty] | BACNet® /MSTP | [9 empty] | BACNet® /MSTP | BACNet® /MSTP |  | BACNet® /MSTP | BACNet® /MSTP |  |  |  | BACNet® /MSTP |  | BACNet® /MSTP
| Bluetooth Low Energy | [10 empty] | Bluetooth Low Energy | [11 empty] | Bluetooth Low Energy | Bluetooth Low Energy |  |  | Bluetooth Low Energy
| Contact closure |  |  |  | Contact closure |  |  |  | Contact closure |  | Contact closure | Contact closure |  | Contact closure |  |  | Contact closure |  | Contact closure | Contact closure |  | Contact closure | Contact closure | Contact closure | Contact closure | Contact closure |  |  | Contact closure
| Ethernet | Ethernet | Ethernet |  | Ethernet | [5 empty] | Ethernet | Ethernet |  | Ethernet | Ethernet |  |  |  | Ethernet | Ethernet |  |  |  | Ethernet | Ethernet |  | Ethernet
| LonWorks®/ RS-232, RS-485 |  | LonWorks®/ RS-232, RS-485 | [5 empty] | LonWorks®/ RS-232, RS-485 |  |  |  |  | LonWorks®/ RS-232, RS-485 | [12 empty] | LonWorks®/ RS-232, RS-485
| Metasys® |  | Metasys®
| MODBUS® / RS-232, RS-485 |  | MODBUS® / RS-232, RS-485 | [5 empty] | MODBUS® / RS-232, RS-485 |  |  |  |  | MODBUS® / RS-232, RS-485 |  | MODBUS® / RS-232, RS-485 |  |  | MODBUS® / RS-232, RS-485 | MODBUS® / RS-232, RS-485 |  | MODBUS® / RS-232, RS-485 |  |  |  |  | MODBUS® / RS-232, RS-485
| MODBUS® TCP/IP | MODBUS® TCP/IP | MODBUS® TCP/IP | [5 empty] | MODBUS® TCP/IP |  |  |  |  | MODBUS® TCP/IP | MODBUS® TCP/IP |  |  |  | MODBUS® TCP/IP | MODBUS® TCP/IP | [6 empty] | MODBUS® TCP/IP
| NiagaraAX / Ethernet | [5 empty] | NiagaraAX / Ethernet | NiagaraAX / Ethernet |  |  | NiagaraAX / Ethernet | [11 empty] | NiagaraAX / Ethernet |  |  |  | NiagaraAX / Ethernet |  | NiagaraAX / Ethernet
| OpenADR / Ethernet |  | OpenADR / Ethernet | [5 empty] | OpenADR / Ethernet |  |  | OpenADR / Ethernet | [9 empty] | OpenADR / Ethernet | OpenADR / Ethernet | OpenADR / Ethernet | OpenADR / Ethernet |  | OpenADR / Ethernet | OpenADR / Ethernet
Zigbee Light Link
| Other | [9 empty] | ZigBee | [5 empty] | RS-232 Public integration protocol, Raw TCP also Public integration protocol. | [10 empty] | Wi-Fi | RS232
What components are required? |  | For some implementations, a Luxon Control Unit is required. | We have different Gateway options that speak with the Building Automation Systems. To do so, you just need the correctly associated Gateway for the perspective BAS. (See attached P-5254 Gateway Data Sheet) | 0 | 0 | 0 | License Key | License Key | Third party gateways are requied for each protocol. | 0 | 0 | Sensor, Gateway, PoE Switch, Energy Manager and possibly Control Unit and Wireless Switch | 0 | Lightcloud Integrator | Magnum eBox | System Controller | For IO integration a QSE-IO is required, for BACnet and Raw TCP no additional components are required. For RS-232 a QSE-CI-NWK-E is required. | 0 | BMS Gateway | BMS Gateway | 0 | BACNet/IP, BACNet MSTP, Ethernet: nECY Contact Closure: nIO RS-232, RS-485: nIO X NiagaraAX: nECY OpenADR: nECY, nADR | BACNet/IP, BACNet MSTP, Ethernet: nECY Contact Closure: nIO or XPA SIAC2 L2 NiagaraAX: nECY OpenADR: nECY, nADR | Sensor, Gateway, PoE Switch, Energy Manager and possibly Control Unit and Wireless Switch | Sensor, Gateway, PoE Switch, Energy Manager and possibly Control Unit and Wireless Switch | 0 | GLA-BMS | 0 | BACNet/IP LMSM or NB Router; BACNet MSTP LMBC; contact closure LMIN-104, NiagaraAX LMSM; RS232 LMDI-100 | 0 | 0 | 0 | 0 | 0 | 0 | 0 | 0 | 0 | 0 | 0 | 0 | 0 | 0 | 0 | 0 | 0 | 0 | 0 | 0 | 0 | 0 | 0 | 0 | 0 | 0 | 0 | 0 | 0 | 0 | 0 | 0 | 0 | 0 | 0 | 0 | 0 | 0 | 0 | 0 | 0 | 0 | 0 | 0 | 0 | 0 | 0 | 0 | 0 | 0 | 0 | 0 | 0 | 0 | 0 | 0 | 0 | 0 | 0 | 0 | 0 | 0 | 0 | 0 | 0 | 0 | 0 | 0
Are any components of the system certified for compliance with industry standards or specifications? |  | Yes | Yes | No | No | No | No | No | No | No | Yes | Yes | No | No | No | No | Yes | No | Yes | Yes | No | Yes | Yes | Yes | Yes | No | No | No | No | 0 | 0 | 0 | 0 | 0 | 0 | 0 | 0 | 0 | 0 | 0 | 0 | 0 | 0 | 0 | 0 | 0 | 0 | 0 | 0 | 0 | 0 | 0 | 0 | 0 | 0 | 0 | 0 | 0 | 0 | 0 | 0 | 0 | 0 | 0 | 0 | 0 | 0 | 0 | 0 | 0 | 0 | 0 | 0 | 0 | 0 | 0 | 0 | 0 | 0 | 0 | 0 | 0 | 0 | 0 | 0 | 0 | 0 | 0 | 0 | 0 | 0 | 0 | 0 | 0 | 0 | 0 | 0
If yes, which components and which standards/specifications?
What data can be communicated with HVAC systems?
| Control strategy | [13 empty] | Control strategy | Control strategy | [10 empty] | Control strategy | Control strategy
| Energy usage |  |  |  | Energy usage | [11 empty] | Energy usage |  |  |  |  | Energy usage | Energy usage |  |  |  | Energy usage |  | Energy usage
| Light level |  | Light level |  | Light level |  | Light level | Light level |  |  | Light level |  |  |  |  | Light level | Light level |  |  |  |  | Light level | Light level |  |  |  | Light level |  | Light level
| Light schedule | [9 empty] | Light schedule |  |  |  |  | Light schedule | Light schedule |  |  |  |  | Light schedule | Light schedule |  |  |  | Light schedule
| Loadshed status |  |  |  | Loadshed status | [5 empty] | Loadshed status | [5 empty] | Loadshed status |  |  |  |  | Loadshed status | Loadshed status |  |  |  | Loadshed status |  | Loadshed status
| Luminaire/power pack status |  |  |  | Luminaire/power pack status | [8 empty] | Luminaire/power pack status |  | Luminaire/power pack status | Luminaire/power pack status |  |  |  |  | Luminaire/power pack status | Luminaire/power pack status |  |  |  | Luminaire/power pack status |  | Luminaire/power pack status
| Manual override status | [13 empty] | Manual override status | Manual override status | [10 empty] | Manual override status |  | Manual override status
| Occupancy status |  | Occupancy status |  | Occupancy status |  | Occupancy status | Occupancy status |  |  | Occupancy status | Occupancy status |  | Occupancy status | Occupancy status | Occupancy status | Occupancy status |  |  |  |  | Occupancy status | Occupancy status | Occupancy status | Occupancy status | Occupancy status | Occupancy status | Occupancy status | Occupancy status
| Operation and fan modes | [5 empty] | Operation and fan modes | Operation and fan modes | [6 empty] | Operation and fan modes | Operation and fan modes
| Remote sensor data | [5 empty] | Remote sensor data | Remote sensor data | [6 empty] | Remote sensor data | Remote sensor data | Remote sensor data |  |  |  |  | Remote sensor data | Remote sensor data
| Temperature set point | [5 empty] | Temperature set point | Temperature set point | [6 empty] | Temperature set point | [12 empty] | Temperature set point
| Thermostat status | [5 empty] | Thermostat status | Thermostat status | [6 empty] | Thermostat status | Thermostat status
| User inputs |  |  |  | User inputs | [9 empty] | User inputs |  | User inputs | [9 empty] | User inputs
Other (explain)
Does the system provide an API? |  | No | No | No | No | No | No | No | No | No | No | Yes | No | No | No | Yes | No | No | Yes | Yes | No | Yes | Yes | Yes | Yes | No | No | Yes | No | 0 | 0 | 0 | 0 | 0 | 0 | 0 | 0 | 0 | 0 | 0 | 0 | 0 | 0 | 0 | 0 | 0 | 0 | 0 | 0 | 0 | 0 | 0 | 0 | 0 | 0 | 0 | 0 | 0 | 0 | 0 | 0 | 0 | 0 | 0 | 0 | 0 | 0 | 0 | 0 | 0 | 0 | 0 | 0 | 0 | 0 | 0 | 0 | 0 | 0 | 0 | 0 | 0 | 0 | 0 | 0 | 0 | 0 | 0 | 0 | 0 | 0 | 0 | 0 | 0 | 0 | 0 | 0
Does the API accept input of operational commands? |  | No | No | No | No | No | No | No | No | No | No | Yes | No | No | No | No | No | No | Yes | Yes | No | Yes | Yes | Yes | Yes | No | No | Yes | No | 0 | 0 | 0 | 0 | 0 | 0 | 0 | 0 | 0 | 0 | 0 | 0 | 0 | 0 | 0 | 0 | 0 | 0 | 0 | 0 | 0 | 0 | 0 | 0 | 0 | 0 | 0 | 0 | 0 | 0 | 0 | 0 | 0 | 0 | 0 | 0 | 0 | 0 | 0 | 0 | 0 | 0 | 0 | 0 | 0 | 0 | 0 | 0 | 0 | 0 | 0 | 0 | 0 | 0 | 0 | 0 | 0 | 0 | 0 | 0 | 0 | 0 | 0 | 0 | 0 | 0 | 0 | 0
Is API documentation available to customers? |  | No | No | No | No | No | No | No | No | No | No | Yes | No | No | No | Yes | No | No | Yes | Yes | No | Yes | Yes | Yes | Yes | No | No | Yes | No | 0 | 0 | 0 | 0 | 0 | 0 | 0 | 0 | 0 | 0 | 0 | 0 | 0 | 0 | 0 | 0 | 0 | 0 | 0 | 0 | 0 | 0 | 0 | 0 | 0 | 0 | 0 | 0 | 0 | 0 | 0 | 0 | 0 | 0 | 0 | 0 | 0 | 0 | 0 | 0 | 0 | 0 | 0 | 0 | 0 | 0 | 0 | 0 | 0 | 0 | 0 | 0 | 0 | 0 | 0 | 0 | 0 | 0 | 0 | 0 | 0 | 0 | 0 | 0 | 0 | 0 | 0 | 0
Is an NDA (Non Disclosure Agreement) required, for customer access to API documentation? |  | No | No | No | No | No | No | No | No | No | No | No | No | No | No | No | No | No | Yes | Yes | No | No | No | No | No | No | No | Yes | No | 0 | 0 | 0 | 0 | 0 | 0 | 0 | 0 | 0 | 0 | 0 | 0 | 0 | 0 | 0 | 0 | 0 | 0 | 0 | 0 | 0 | 0 | 0 | 0 | 0 | 0 | 0 | 0 | 0 | 0 | 0 | 0 | 0 | 0 | 0 | 0 | 0 | 0 | 0 | 0 | 0 | 0 | 0 | 0 | 0 | 0 | 0 | 0 | 0 | 0 | 0 | 0 | 0 | 0 | 0 | 0 | 0 | 0 | 0 | 0 | 0 | 0 | 0 | 0 | 0 | 0 | 0 | 0
Is the API available to third-party developers? |  | No | No | No | No | No | No | No | No | No | No | Yes | No | No | No | Yes | No | No | Yes | Yes | No | Yes | Yes | Yes | Yes | No | No | Yes | No | 0 | 0 | 0 | 0 | 0 | 0 | 0 | 0 | 0 | 0 | 0 | 0 | 0 | 0 | 0 | 0 | 0 | 0 | 0 | 0 | 0 | 0 | 0 | 0 | 0 | 0 | 0 | 0 | 0 | 0 | 0 | 0 | 0 | 0 | 0 | 0 | 0 | 0 | 0 | 0 | 0 | 0 | 0 | 0 | 0 | 0 | 0 | 0 | 0 | 0 | 0 | 0 | 0 | 0 | 0 | 0 | 0 | 0 | 0 | 0 | 0 | 0 | 0 | 0 | 0 | 0 | 0 | 0
Is an NDA (Non Disclosure Agreement) required, for third-party developer access to the API? |  | No | No | No | No | No | No | No | No | No | No | No | No | No | No | Yes | No | No | Yes | Yes | No | No | No | No | No | No | No | Yes | No | 0 | 0 | 0 | 0 | 0 | 0 | 0 | 0 | 0 | 0 | 0 | 0 | 0 | 0 | 0 | 0 | 0 | 0 | 0 | 0 | 0 | 0 | 0 | 0 | 0 | 0 | 0 | 0 | 0 | 0 | 0 | 0 | 0 | 0 | 0 | 0 | 0 | 0 | 0 | 0 | 0 | 0 | 0 | 0 | 0 | 0 | 0 | 0 | 0 | 0 | 0 | 0 | 0 | 0 | 0 | 0 | 0 | 0 | 0 | 0 | 0 | 0 | 0 | 0 | 0 | 0 | 0 | 0
Does the API comply with any industry standards?
C++ Standard Template Library
IEEE POSIX
IoTivity
| Java API | [10 empty] | Java API |  |  |  | Java API | [7 empty] | Java API | Java API |  |  | Java API
Microsoft Windows API
| OpenAPI | [14 empty] | OpenAPI
TALQ
| Other | [14 empty] | RESTful |  |  | JSON via REST API | JSON via REST API |  | REST API | REST API |  |  |  |  | Go (Google API Platform)
18) | External Systems Integration (e.g. BMS, EMS, HVAC, Lighting, API)
19) | Emergency Lighting
The capability of a system’s luminaires to interact with one or more of the following emergency power sources: 1) on-luminaire battery backup, 2) remote source (generator or central battery), switched at luminaire, 3) remote source (generator
Does the system interact with one or more of the following emergency power sources:
| On-luminaire battery backup? URL with documentation: |  | By request at http://www.audacywireless.com/contact-us.aspx |  | http://www.lutron.com/TechnicalDocumentLibrary/ApNote106.pdf | Yes |  |  | Yes, with 3rd party hardware | Available on request | Yes |  | Yes, via normal distributed control devices for nLight AIR integrated luminaires. Wiring diagrams available upon request from Acuity Tech Support | Yes, request at xxx |  | These systems are parallel and there is no interaction that needs documented | 20 - Emergency Lighting App Note | Yes |  |  | https://www.digitallumens.com/resources/documentation/#dle | Yes, via normal distributed control devices. | Yes, via normal distributed control devices. |  |  | Yes | N/A
| Not Available | No | No | No | No | No | NA | NA | No | No | No | NA | No | No | NA | No | No | No | NA | NA | No | No | No | NA | NA | No | NA | No | NA | 0 | 0 | 0 | 0 | 0 | 0 | 0 | 0 | 0 | 0 | 0 | 0 | 0 | 0 | 0 | 0 | 0 | 0 | 0 | 0 | 0 | 0 | 0 | 0 | 0 | 0 | 0 | 0 | 0 | 0 | 0 | 0 | 0 | 0 | 0 | 0 | 0 | 0 | 0 | 0 | 0 | 0 | 0 | 0 | 0 | 0 | 0 | 0 | 0 | 0 | 0 | 0 | 0 | 0 | 0 | 0 | 0 | 0 | 0 | 0 | 0 | 0 | 0 | 0 | 0 | 0 | 0 | 0
| Remote source switched at luminaire? URL with documentation: |  |  |  | http://www.lutron.com/TechnicalDocumentLibrary/ApNote106.pdf | Yes |  |  | Yes, with 3rd party hardware | Available on request |  |  | Yes, must be wired using and additional UL924 device that is a special shunt relay to override control during emergency conditions. | Yes, request at xxx |  | !!REQUEST CLARIRICATION DURING REVIEW!! | 20 - Emergency Lighting App Note |  |  |  |  | Yes, via UL924 listed control devices. | Yes, via UL924 listed control devices. |  |  |  | GLA-ESR is catalog number for LVS EPC-D-F
| Not Available | No | NA | No | No | No | NA | NA | No | No | NA | NA | No | No | NA | NA | No | NA | NA | NA | No | No | No | NA | NA | No | No | No | NA | 0 | 0 | 0 | 0 | 0 | 0 | 0 | 0 | 0 | 0 | 0 | 0 | 0 | 0 | 0 | 0 | 0 | 0 | 0 | 0 | 0 | 0 | 0 | 0 | 0 | 0 | 0 | 0 | 0 | 0 | 0 | 0 | 0 | 0 | 0 | 0 | 0 | 0 | 0 | 0 | 0 | 0 | 0 | 0 | 0 | 0 | 0 | 0 | 0 | 0 | 0 | 0 | 0 | 0 | 0 | 0 | 0 | 0 | 0 | 0 | 0 | 0 | 0 | 0 | 0 | 0 | 0 | 0
| Remote source switched at central location? URL with documentation: |  | By request at http://www.audacywireless.com/contact-us.aspx |  | http://www.lutron.com/TechnicalDocumentLibrary/ApNote106.pdf | Yes |  |  |  | Available on request | Yes |  | Yes, using "nightlight" configuration where the control is set to never turn off. The "Dim to %" must be programmed to the minimum lumen output requireed to maintain adequate egress lighting during emergency power conditions. | No |  | Yes | 20 - Emergency Lighting App Note |  |  |  |  | Yes, via UL924 listed power pack and relay panel. | Yes, via UL924 listed relay panel, when used as part of an nLight system. | Contact_Closure_Spec_Sheet.pdf available from Eaton.com/lumawattpro | Contact_Closure_Spec_Sheet.pdf available from eaton.com/lumawattpro | Yes | GLS-PLS |  | https://www.legrand.us/wattstopper/lighting-control-panel-systems/emergency-lighting-control/elcu-200.aspx
| Not Available | No | No | No | No | No | NA | NA | No | No | No | No | NA | No | NA | No | No | NA | NA | NA | No | No | No | No | No | No | No | No | No | 0 | 0 | 0 | 0 | 0 | 0 | 0 | 0 | 0 | 0 | 0 | 0 | 0 | 0 | 0 | 0 | 0 | 0 | 0 | 0 | 0 | 0 | 0 | 0 | 0 | 0 | 0 | 0 | 0 | 0 | 0 | 0 | 0 | 0 | 0 | 0 | 0 | 0 | 0 | 0 | 0 | 0 | 0 | 0 | 0 | 0 | 0 | 0 | 0 | 0 | 0 | 0 | 0 | 0 | 0 | 0 | 0 | 0 | 0 | 0 | 0 | 0 | 0 | 0 | 0 | 0 | 0 | 0
Can the system perform Life-SafetyCompliance testing, and generate summary reports to support life-safety compliance? |  | No | No | No | No | No | No | No | No | No | No | No | No | No | No | No | Yes | No | No | No | No | No | No | No | No | No | No | No | No | 0 | 0 | 0 | 0 | 0 | 0 | 0 | 0 | 0 | 0 | 0 | 0 | 0 | 0 | 0 | 0 | 0 | 0 | 0 | 0 | 0 | 0 | 0 | 0 | 0 | 0 | 0 | 0 | 0 | 0 | 0 | 0 | 0 | 0 | 0 | 0 | 0 | 0 | 0 | 0 | 0 | 0 | 0 | 0 | 0 | 0 | 0 | 0 | 0 | 0 | 0 | 0 | 0 | 0 | 0 | 0 | 0 | 0 | 0 | 0 | 0 | 0 | 0 | 0 | 0 | 0 | 0 | 0
19) | Emergency Lighting
20) | Security
Definition: DLC is providing an optional field on the QPL for system manufacturers to list a link to security information about their system.
Would you like to share any information about security? |  | Yes | No | No | Yes | No | No | No | No | Yes | Yes | No | Yes | Yes | No | Yes | No | No | Yes | Yes | No | Yes | Yes | No | No | Yes | No | Yes | No | 0 | 0 | 0 | 0 | 0 | 0 | 0 | 0 | 0 | 0 | 0 | 0 | 0 | 0 | 0 | 0 | 0 | 0 | 0 | 0 | 0 | 0 | 0 | 0 | 0 | 0 | 0 | 0 | 0 | 0 | 0 | 0 | 0 | 0 | 0 | 0 | 0 | 0 | 0 | 0 | 0 | 0 | 0 | 0 | 0 | 0 | 0 | 0 | 0 | 0 | 0 | 0 | 0 | 0 | 0 | 0 | 0 | 0 | 0 | 0 | 0 | 0 | 0 | 0 | 0 | 0 | 0 | 0
If yes, URL to public website or document(s) on security: |  | Available by request at ttps://en.nedap-luxon.com/contact/ | 0 | 0 | http://www.lutron.com/TechnicalDocumentLibrary/Vive_Security_Statement.pdf | 0 | 0 | 0 | 0 | http://www.cooperindustries.com/content/dam/public/lighting/products/documents/control_systems/technical_information/SB503021EN-WaveLinx-Wireless-Security-Statement-FAQ-tis.pdf | Document Number 14 will be updated with this information | 0 | http://www.acuitybrands.com/-/media/Files/Acuity/Products/Controls/nLight%20Air/nLight%20AIR%20FAQs%20FINAL%20pdf.pdf?la=en | Lightcloud Sites are 100% secured against intrusion, using industry-standard AES-128 bit encryption. | 0 | http://www.daintree.net/resources/zigbee-security/ | 0 | 0 | #REF! | #REF! | 0 | http://www.acuitybrands.com/-/media/Files/Acuity/Products/Controls/nLight/nLight%20System%20Backbone%20IT%20Information%20%2020160505%201%20pdf.pdf?la=en | http://www.acuitybrands.com/-/media/Files/Acuity/Products/Controls/nLight/nLight%20System%20Backbone%20IT%20Information%20%2020160505%201%20pdf.pdf?la=en | 0 | 0 | 0 | 0 | https://www.lunera.com/wp-content/uploads/2017/11/lunera-iot-infrastructure-security-brief-111617.pdf | 0 | 0 | 0 | 0 | 0 | 0 | 0 | 0 | 0 | 0 | 0 | 0 | 0 | 0 | 0 | 0 | 0 | 0 | 0 | 0 | 0 | 0 | 0 | 0 | 0 | 0 | 0 | 0 | 0 | 0 | 0 | 0 | 0 | 0 | 0 | 0 | 0 | 0 | 0 | 0 | 0 | 0 | 0 | 0 | 0 | 0 | 0 | 0 | 0 | 0 | 0 | 0 | 0 | 0 | 0 | 0 | 0 | 0 | 0 | 0 | 0 | 0 | 0 | 0 | 0 | 0 | 0 | 0 | 0
20) | Security
21) | Color Changing / Tuning
The capability to alter the output and color of tunable white and/or variable color output luminaires via a dedicated control interface(s). To demonstrate compliance with this capability, the interface(s) must be clearly described in the product literatur
Does the system support Color Changing/Tuning as defined above? |  | No | No | No | No | No | No | No | No | No | Yes | Yes | No | No | No | No | Yes | Yes | No | No | No | Yes | Yes | Yes | Yes | No | Yes | No | Yes | 0 | 0 | 0 | 0 | 0 | 0 | 0 | 0 | 0 | 0 | 0 | 0 | 0 | 0 | 0 | 0 | 0 | 0 | 0 | 0 | 0 | 0 | 0 | 0 | 0 | 0 | 0 | 0 | 0 | 0 | 0 | 0 | 0 | 0 | 0 | 0 | 0 | 0 | 0 | 0 | 0 | 0 | 0 | 0 | 0 | 0 | 0 | 0 | 0 | 0 | 0 | 0 | 0 | 0 | 0 | 0 | 0 | 0 | 0 | 0 | 0 | 0 | 0 | 0 | 0 | 0 | 0 | 0
If yes, what control is offered?
| Selection of multiple CCT settings | No | No | No | No | No | No | No | No | No | Yes | Yes | No | No | No | No | Yes | Yes | No | No | No | Yes | Yes | Yes | Yes | No | Yes | No | Yes | 0 | 0 | 0 | 0 | 0 | 0 | 0 | 0 | 0 | 0 | 0 | 0 | 0 | 0 | 0 | 0 | 0 | 0 | 0 | 0 | 0 | 0 | 0 | 0 | 0 | 0 | 0 | 0 | 0 | 0 | 0 | 0 | 0 | 0 | 0 | 0 | 0 | 0 | 0 | 0 | 0 | 0 | 0 | 0 | 0 | 0 | 0 | 0 | 0 | 0 | 0 | 0 | 0 | 0 | 0 | 0 | 0 | 0 | 0 | 0 | 0 | 0 | 0 | 0 | 0 | 0 | 0 | 0
| Selection of multiple colors (Hues) | No | No | No | No | No | No | No | No | No | No | Yes | No | No | No | No | Yes | No | No | No | No | Yes | No | Yes | Yes | No | Yes | No | No | 0 | 0 | 0 | 0 | 0 | 0 | 0 | 0 | 0 | 0 | 0 | 0 | 0 | 0 | 0 | 0 | 0 | 0 | 0 | 0 | 0 | 0 | 0 | 0 | 0 | 0 | 0 | 0 | 0 | 0 | 0 | 0 | 0 | 0 | 0 | 0 | 0 | 0 | 0 | 0 | 0 | 0 | 0 | 0 | 0 | 0 | 0 | 0 | 0 | 0 | 0 | 0 | 0 | 0 | 0 | 0 | 0 | 0 | 0 | 0 | 0 | 0 | 0 | 0 | 0 | 0 | 0 | 0
| Graphical indicator of CCT (Correlated Color Temperature) | No | No | No | No | No | No | No | No | No | Yes | Yes | No | No | No | No | Yes | No | No | No | No | No | No | Yes | Yes | No | Yes | No | No | 0 | 0 | 0 | 0 | 0 | 0 | 0 | 0 | 0 | 0 | 0 | 0 | 0 | 0 | 0 | 0 | 0 | 0 | 0 | 0 | 0 | 0 | 0 | 0 | 0 | 0 | 0 | 0 | 0 | 0 | 0 | 0 | 0 | 0 | 0 | 0 | 0 | 0 | 0 | 0 | 0 | 0 | 0 | 0 | 0 | 0 | 0 | 0 | 0 | 0 | 0 | 0 | 0 | 0 | 0 | 0 | 0 | 0 | 0 | 0 | 0 | 0 | 0 | 0 | 0 | 0 | 0 | 0
| Graphical indicator of color (Hue) | No | No | No | No | No | No | No | No | No | No | No | No | No | No | No | No | No | No | No | No | No | No | No | No | No | Yes | No | No | 0 | 0 | 0 | 0 | 0 | 0 | 0 | 0 | 0 | 0 | 0 | 0 | 0 | 0 | 0 | 0 | 0 | 0 | 0 | 0 | 0 | 0 | 0 | 0 | 0 | 0 | 0 | 0 | 0 | 0 | 0 | 0 | 0 | 0 | 0 | 0 | 0 | 0 | 0 | 0 | 0 | 0 | 0 | 0 | 0 | 0 | 0 | 0 | 0 | 0 | 0 | 0 | 0 | 0 | 0 | 0 | 0 | 0 | 0 | 0 | 0 | 0 | 0 | 0 | 0 | 0 | 0 | 0
Other (explain)
21) | Color Changing / Tuning
22) | Start-up and Configuration Party
Definition: The QPL will identify the most typical responsible party and their required level of training to start-up and configure the system to the extent that all Required Capabilities are functioning. Documentation is not required.
Who primarily starts up and configures the system and how much training is typically required? Select one most typical.
| (1) installation contractor with less than 1 day of training | (1) installation contractor with less than 1 day of training |  |  | (1) installation contractor with less than 1 day of training | (1) installation contractor with less than 1 day of training |  |  |  | (1) installation contractor with less than 1 day of training |  |  | (1) installation contractor with less than 1 day of training | (1) installation contractor with less than 1 day of training | (1) installation contractor with less than 1 day of training |  |  | (1) installation contractor with less than 1 day of training | [7 empty] | (1) installation contractor with less than 1 day of training |  | (1) installation contractor with less than 1 day of training
| (2) installation contractor with less than 1 day of training, working with remote personnel at factory |  |  |  | (2) installation contractor with less than 1 day of training, working with remote personnel at factory |  | (2) installation contractor with less than 1 day of training, working with remote personnel at factory | (2) installation contractor with less than 1 day of training, working with remote personnel at factory | [18 empty] | (2) installation contractor with less than 1 day of training, working with remote personnel at factory
| (3) factory-trained installation contractor with 1 day or more factory training | (3) factory-trained installation contractor with 1 day or more factory training | (3) factory-trained installation contractor with 1 day or more factory training |  | (3) factory-trained installation contractor with 1 day or more factory training |  | (3) factory-trained installation contractor with 1 day or more factory training | (3) factory-trained installation contractor with 1 day or more factory training |  | (3) factory-trained installation contractor with 1 day or more factory training | (3) factory-trained installation contractor with 1 day or more factory training |  |  |  |  | (3) factory-trained installation contractor with 1 day or more factory training |  |  | (3) factory-trained installation contractor with 1 day or more factory training | (3) factory-trained installation contractor with 1 day or more factory training | [6 empty] | (3) factory-trained installation contractor with 1 day or more factory training |  | (3) factory-trained installation contractor with 1 day or more factory training
| (4) factory representative on-site |  |  |  | (4) factory representative on-site |  | (4) factory representative on-site | (4) factory representative on-site |  |  | (4) factory representative on-site | (4) factory representative on-site |  |  | (4) factory representative on-site |  | (4) factory representative on-site |  |  |  |  | (4) factory representative on-site | (4) factory representative on-site | (4) factory representative on-site | (4) factory representative on-site |  | (4) factory representative on-site
| (5) other (describe) |  |  | Installation contractors with more than 1 days of training | Factory representative remote start-up |  |  |  |  | Tier 1 training is 4 hours. WaveLinx Certified Technician is 3 days, available for trouble-shooting. |  |  |  | #1 onsite working with RAB Customer Service at HQ | [13 empty] | installation contractor with less than 1 day of training; plus remote personnel at factory before and after installation
22) | Start-up and Configuration Party
23) | Manufacturer and System
Company: |  | Nedap N.V. | IDEAL INDUSTRIES, INC. | LG Electronics Inc. | Lutron Electronics Co Inc | Philips Lighting North America Corp (Rosemont) | Autani, LLC | Autani, LLC | EnOcean | Eaton | OSRAM SYLVANIA Inc. | Enlighted Inc | Acuity Brands | RAB Lighting | Magnum Energy Solutions | GE Lighting Solutions | Lutron | Cree, Inc. | Synapse Wireless | Synapse Wireless | Digital Lumens | Acuity Brands | Acuity Brands | Eaton | Eaton | OSRAM SYLVANIA Inc. | Crestron Electronics | Lunera | Wattstopper / Legrand | 0 | 0 | 0 | 0 | 0 | 0 | 0 | 0 | 0 | 0 | 0 | 0 | 0 | 0 | 0 | 0 | 0 | 0 | 0 | 0 | 0 | 0 | 0 | 0 | 0 | 0 | 0 | 0 | 0 | 0 | 0 | 0 | 0 | 0 | 0 | 0 | 0 | 0 | 0 | 0 | 0 | 0 | 0 | 0 | 0 | 0 | 0 | 0 | 0 | 0 | 0 | 0 | 0 | 0 | 0 | 0 | 0 | 0 | 0 | 0 | 0 | 0 | 0 | 0 | 0 | 0 | 0 | 0
Brand: |  | Luxon | AUDACY® Advanced Wireless Solutions | LG SENSOR CONNECT | Vive Wireless Solutions | EasySense | Energy Center | Energy Center | EasyFit | WaveLinx | ENCELIUM | Enlighted | Acuity Controls | Lightcloud | Magnum OPUS | ControlScope | Quantum | SmartCast Wireless | SimplySNAP | SimplySNAP | Digital Lumens | Acuity Controls | Acuity Controls | LumaWatt Pro | LumaWatt Pro | OSRAM | Crestron DALI | Lunera | Wattstopper | 0 | 0 | 0 | 0 | 0 | 0 | 0 | 0 | 0 | 0 | 0 | 0 | 0 | 0 | 0 | 0 | 0 | 0 | 0 | 0 | 0 | 0 | 0 | 0 | 0 | 0 | 0 | 0 | 0 | 0 | 0 | 0 | 0 | 0 | 0 | 0 | 0 | 0 | 0 | 0 | 0 | 0 | 0 | 0 | 0 | 0 | 0 | 0 | 0 | 0 | 0 | 0 | 0 | 0 | 0 | 0 | 0 | 0 | 0 | 0 | 0 | 0 | 0 | 0 | 0 | 0 | 0 | 0
Website: |  | https://us.nedap-luxon.com/ | www.audacywireless.com | http://www.lglightingus.com/ | www.lutron.com/vive | www.philips.com/easysense | www.autani.com | www.autani.com | www.enocean.com | http://www.cooperindustries.com/content/public/en/lighting/connected_systems/wavelinx_wireless_connected_lighting_system.html | http://www.osram-americas.com/en-us/products/solid-state-lighting-led/Pages/Light-Management-System-Solutions.aspx | www.enlightedinc.com | http://www.acuitybrands.com/products/controls/ | www.lightcloud.com | www.magnumes.com | 0 | www.lutron.com | http://lighting.cree.com/ | synapsewireless.com | synapsewireless.com | digitallumens.com | http://www.acuitybrands.com/products/controls/ | http://www.acuitybrands.com/products/controls/ | www.eaton.com/lumawattpro | Eaton.com/lumawattpro | https://www.osram.us/cb/ | www.crestron.com | www.lunera.com | https://www.legrand.us/wattstopper.aspx | 0 | 0 | 0 | 0 | 0 | 0 | 0 | 0 | 0 | 0 | 0 | 0 | 0 | 0 | 0 | 0 | 0 | 0 | 0 | 0 | 0 | 0 | 0 | 0 | 0 | 0 | 0 | 0 | 0 | 0 | 0 | 0 | 0 | 0 | 0 | 0 | 0 | 0 | 0 | 0 | 0 | 0 | 0 | 0 | 0 | 0 | 0 | 0 | 0 | 0 | 0 | 0 | 0 | 0 | 0 | 0 | 0 | 0 | 0 | 0 | 0 | 0 | 0 | 0 | 0 | 0 | 0 | 0
Primary contact name: |  | Stefan Bernards | Stephanie Zapfel | James Lanza | Jeremy Fye | Sree Venkit | David Johnson | David Johnson | Troy Davis | Rohit Udavant | Roy Harvey | Joe Bullock | Alex Do | Jason Oliver | Matt Mazzola | Jeremy Yon | Kendell Clark | Jonathan Vollers | Jamie Britnell | Jamie Britnell | Dan Petrillo | Steve Roe | Alex Do | Bob Smith, PE | Bob Smith, PE | Paul Matthews | Andrew Gross | Vincent Rerolle | Charles Knuffke | 0 | 0 | 0 | 0 | 0 | 0 | 0 | 0 | 0 | 0 | 0 | 0 | 0 | 0 | 0 | 0 | 0 | 0 | 0 | 0 | 0 | 0 | 0 | 0 | 0 | 0 | 0 | 0 | 0 | 0 | 0 | 0 | 0 | 0 | 0 | 0 | 0 | 0 | 0 | 0 | 0 | 0 | 0 | 0 | 0 | 0 | 0 | 0 | 0 | 0 | 0 | 0 | 0 | 0 | 0 | 0 | 0 | 0 | 0 | 0 | 0 | 0 | 0 | 0 | 0 | 0 | 0 | 0
| Phone: | 0031 544 47 18 04 | 815-901-5337 | 408-878-5348 | (484) 273-7906 | 847-390-5070 | 443-320-2233 x7114 | 443-320-2233 x7114 | 801-312-0115 | +1 770 631 2128 | 1 (978) 570-3267 | 408-623-6069 | 818-679-8552 | 201-784-8600x6031 | 440-479-2662 | 216-266-2607 | (484) 280 - 4089 | 919.407.4077 | 256-603-2794 | 256-603-2794 | 610.574.5217 | 570-561-8194 | 818-679-8552 | 770 486-4555 | 770 486-4555 | 1 (978) 570-3547 | 2017449534 | (408) 205-3532 | 415-515-6004 | 0 | 0 | 0 | 0 | 0 | 0 | 0 | 0 | 0 | 0 | 0 | 0 | 0 | 0 | 0 | 0 | 0 | 0 | 0 | 0 | 0 | 0 | 0 | 0 | 0 | 0 | 0 | 0 | 0 | 0 | 0 | 0 | 0 | 0 | 0 | 0 | 0 | 0 | 0 | 0 | 0 | 0 | 0 | 0 | 0 | 0 | 0 | 0 | 0 | 0 | 0 | 0 | 0 | 0 | 0 | 0 | 0 | 0 | 0 | 0 | 0 | 0 | 0 | 0 | 0 | 0 | 0 | 0
| Email: | stefan.bernards@nedap.com | stephanie.zapfel@idealindustries.com | james.lanza@lge.com | jfye@lutron.com | sree.venkit@philips.com | david.johnson@autani.com | david.johnson@autani.com | troy.davis@enocean.com | RohitUdavant@Eaton.com | Roy.Harvey@osram.com | joseph.bullock@enlightedinc.com | alex.do@acuitybrands.com | jason.oliver@rabweb.com | m.mazzola@magnumes.com | Jeremy.Yon@ge.com | kclark@lutron.com | jvollers@cree.com | jamie.britnell@synapsewireless.com | jamie.britnell@synapsewireless.com | dpetrillo@digitallumens.com | steven.roe@acuitybrands.com | alex.do@acuitybrands.com | BobSmith@Eaton.com | BobSmith@Eaton.com | paul.matthews@osram.com | agross@crestron.com | vrerolle@lunera.com | charles.knuffke@legrand.us | 0 | 0 | 0 | 0 | 0 | 0 | 0 | 0 | 0 | 0 | 0 | 0 | 0 | 0 | 0 | 0 | 0 | 0 | 0 | 0 | 0 | 0 | 0 | 0 | 0 | 0 | 0 | 0 | 0 | 0 | 0 | 0 | 0 | 0 | 0 | 0 | 0 | 0 | 0 | 0 | 0 | 0 | 0 | 0 | 0 | 0 | 0 | 0 | 0 | 0 | 0 | 0 | 0 | 0 | 0 | 0 | 0 | 0 | 0 | 0 | 0 | 0 | 0 | 0 | 0 | 0 | 0 | 0
Optional second contact name for email cc: |  | Thomas Lang | Nolan Bello | Sangman Kim | Craig Casey | Chacko Oommen | Mark Plasterer | Mark Plasterer | 0 | Michael Lunn | Suren Thanapal | Chip Poland | Jessica Namey | Ted Case-Hayes | Mike Giorgi | 0 | Craig Casey | Tom Hinds | 0 | 0 | 0 | Jessica Namey | Jessica Namey | Jaiganesh Balasubramanian | Jaiganesh Balasubramanian | Roy Harvey | Jim McGrath | Ajitesh Gupta | Harold Jepsen | 0 | 0 | 0 | 0 | 0 | 0 | 0 | 0 | 0 | 0 | 0 | 0 | 0 | 0 | 0 | 0 | 0 | 0 | 0 | 0 | 0 | 0 | 0 | 0 | 0 | 0 | 0 | 0 | 0 | 0 | 0 | 0 | 0 | 0 | 0 | 0 | 0 | 0 | 0 | 0 | 0 | 0 | 0 | 0 | 0 | 0 | 0 | 0 | 0 | 0 | 0 | 0 | 0 | 0 | 0 | 0 | 0 | 0 | 0 | 0 | 0 | 0 | 0 | 0 | 0 | 0 | 0 | 0
| Phone: | 001 844 USNEDAP | 815-761-7815 | 82-2-2012-1650 | (484) 695 - 4203 | 847-390-5242 | 443-320-2233 x7106 | 443-320-2233 x7106 | 0 | 802-233-1701 | 1 (905) 754-5068 | 224-500-5340 | 203 535 9590 | 201-784-8600x6231 | 216-409-6465 | 216-266-3171 | (484) 695 - 4203 | 919.407.5411 | 0 | 0 | 0 | 203 535 9590 | 203 535 9590 | 770-486-3918 | 770-486-3918 | 1 (978) 570-3267 | 2017415862 | 408 495 5600 | 925 354-3525 | 0 | 0 | 0 | 0 | 0 | 0 | 0 | 0 | 0 | 0 | 0 | 0 | 0 | 0 | 0 | 0 | 0 | 0 | 0 | 0 | 0 | 0 | 0 | 0 | 0 | 0 | 0 | 0 | 0 | 0 | 0 | 0 | 0 | 0 | 0 | 0 | 0 | 0 | 0 | 0 | 0 | 0 | 0 | 0 | 0 | 0 | 0 | 0 | 0 | 0 | 0 | 0 | 0 | 0 | 0 | 0 | 0 | 0 | 0 | 0 | 0 | 0 | 0 | 0 | 0 | 0 | 0 | 0
| Email: | thomas.lang@nedap.com | nolan.bello@idealindustries.com | sangman.kim@lge.com | ccasey@lutron.com | chacko.oommen@philips.com | mark.plasterer@autani.com | mark.plasterer@autani.com | 0 | michaellunn@eaton.com | Surenth.Thanapalasingam@osram.com | chip.poland@enlightedinc.com | Jessica.Namey@AcuityBrands.com | ted@rabweb.com | m.giorgi@magnumes.com | tom.boyle@ge.com | ccasey@lutron.com | thinds@cree.com | 0 | 0 | 0 | Jessica.Namey@AcuityBrands.com | Jessica.Namey@AcuityBrands.com | jaiganeshb@eaton.com | jaiganeshb@eaton.com | Roy.Harvey@osram.com | jmcgrath@crestron.com | agupta@lunera.com | harold.jepsen@legrand.us | 0 | 0 | 0 | 0 | 0 | 0 | 0 | 0 | 0 | 0 | 0 | 0 | 0 | 0 | 0 | 0 | 0 | 0 | 0 | 0 | 0 | 0 | 0 | 0 | 0 | 0 | 0 | 0 | 0 | 0 | 0 | 0 | 0 | 0 | 0 | 0 | 0 | 0 | 0 | 0 | 0 | 0 | 0 | 0 | 0 | 0 | 0 | 0 | 0 | 0 | 0 | 0 | 0 | 0 | 0 | 0 | 0 | 0 | 0 | 0 | 0 | 0 | 0 | 0 | 0 | 0 | 0 | 0
Name of Control System being submitted. This is the primary product and marketing name for the whole system; not detailed names of particular system components. The complete system is marketed under this name. |  | Luxon | AUDACY® | LG SENSOR CONNECT | Vive Wireless Solutions | EasySense SNS200 Advanced Grouping | Energy Center | Energy Center | EasyFit | WaveLinx Wireless Connected Lighting | ENCELIUM® Enterprise Light Management System | IoT System | nLight AIR | Lightcloud | Magnum OPUS | ControlScope | Quantum | SmartCast Wireless | SimplySNAP Smart Lighting Solution | SimplySNAP Smart Lighting Solution | SiteWorx Tune | nLight | XPoint Wireless | IoT System | IoT System | ENCELIUM EDGE(TM) Standalone Wireless Light Management System | Crestron DALI | Lunera Ambient Compute | DLM | 0 | 0 | 0 | 0 | 0 | 0 | 0 | 0 | 0 | 0 | 0 | 0 | 0 | 0 | 0 | 0 | 0 | 0 | 0 | 0 | 0 | 0 | 0 | 0 | 0 | 0 | 0 | 0 | 0 | 0 | 0 | 0 | 0 | 0 | 0 | 0 | 0 | 0 | 0 | 0 | 0 | 0 | 0 | 0 | 0 | 0 | 0 | 0 | 0 | 0 | 0 | 0 | 0 | 0 | 0 | 0 | 0 | 0 | 0 | 0 | 0 | 0 | 0 | 0 | 0 | 0 | 0 | 0
Application
| Interior | Yes | Yes | Yes | Yes | Yes | Yes | No | No | Yes | Yes | Yes | Yes | Yes | Yes | Yes | Yes | Yes | Yes | No | Yes | Yes | Yes | Yes | No | Yes | Yes | Yes | Yes | 0 | 0 | 0 | 0 | 0 | 0 | 0 | 0 | 0 | 0 | 0 | 0 | 0 | 0 | 0 | 0 | 0 | 0 | 0 | 0 | 0 | 0 | 0 | 0 | 0 | 0 | 0 | 0 | 0 | 0 | 0 | 0 | 0 | 0 | 0 | 0 | 0 | 0 | 0 | 0 | 0 | 0 | 0 | 0 | 0 | 0 | 0 | 0 | 0 | 0 | 0 | 0 | 0 | 0 | 0 | 0 | 0 | 0 | 0 | 0 | 0 | 0 | 0 | 0 | 0 | 0 | 0 | 0
| Exterior | No | No | No | No | No | Yes | Yes | No | No | Yes | Yes | No | Yes | No | No | No | No | No | Yes | No | No | No | Yes | Yes | No | No | No | No | 0 | 0 | 0 | 0 | 0 | 0 | 0 | 0 | 0 | 0 | 0 | 0 | 0 | 0 | 0 | 0 | 0 | 0 | 0 | 0 | 0 | 0 | 0 | 0 | 0 | 0 | 0 | 0 | 0 | 0 | 0 | 0 | 0 | 0 | 0 | 0 | 0 | 0 | 0 | 0 | 0 | 0 | 0 | 0 | 0 | 0 | 0 | 0 | 0 | 0 | 0 | 0 | 0 | 0 | 0 | 0 | 0 | 0 | 0 | 0 | 0 | 0 | 0 | 0 | 0 | 0 | 0 | 0
How will the application invoice be paid?
| Check, EFT, or Credit Card | EFT | Credit Card | Credit Card | EFT | Check | 0 | 0 | check | 0 | EFT | Credit Card | Check | EFT | Credit Card | Credit Card | EFT | Check | Check | Check | Credit Card | Check | Check | EFT | EFT | EFT | EFT | EFT | Check | 0 | 0 | 0 | 0 | 0 | 0 | 0 | 0 | 0 | 0 | 0 | 0 | 0 | 0 | 0 | 0 | 0 | 0 | 0 | 0 | 0 | 0 | 0 | 0 | 0 | 0 | 0 | 0 | 0 | 0 | 0 | 0 | 0 | 0 | 0 | 0 | 0 | 0 | 0 | 0 | 0 | 0 | 0 | 0 | 0 | 0 | 0 | 0 | 0 | 0 | 0 | 0 | 0 | 0 | 0 | 0 | 0 | 0 | 0 | 0 | 0 | 0 | 0 | 0 | 0 | 0 | 0 | 0
Interior System Scope/Scale
| Portfolio/Enterprise Level | Portfolio/Enterprise Level | Portfolio/Enterprise Level |  |  |  | Portfolio/Enterprise Level |  |  |  | Portfolio/Enterprise Level | Portfolio/Enterprise Level |  | Portfolio/Enterprise Level | Portfolio/Enterprise Level | Portfolio/Enterprise Level | Portfolio/Enterprise Level |  | Portfolio/Enterprise Level |  | Portfolio/Enterprise Level | Portfolio/Enterprise Level | Portfolio/Enterprise Level | Portfolio/Enterprise Level |  |  | Portfolio/Enterprise Level | Portfolio/Enterprise Level | Portfolio/Enterprise Level
| Building Level | Building Level | Building Level | Building Level | Building Level | Building Level | Building Level |  |  | Building Level | Building Level | Building Level |  | Building Level | Building Level | Building Level | Building Level | Building Level | Building Level |  | Building Level | Building Level | Building Level | Building Level |  | Building Level | Building Level | Building Level | Building Level
| Room Level | Room Level | Room Level | Room Level | Room Level | Room Level | Room Level |  |  | Room Level |  | Room Level | Room Level | Room Level | Room Level | Room Level | Room Level | Room Level |  |  | Room Level | Room Level | Room Level | Room Level |  | Room Level | Room Level | Room Level | Room Level
Exterior System Application
| Area/Building Exterior/Parking/Structured Parking | [5 empty] | Area/Building Exterior/Parking/Structured Parking | Area/Building Exterior/Parking/Structured Parking |  |  | Area/Building Exterior/Parking/Structured Parking | Area/Building Exterior/Parking/Structured Parking |  | Area/Building Exterior/Parking/Structured Parking |  |  |  |  | Area/Building Exterior/Parking/Structured Parking | Area/Building Exterior/Parking/Structured Parking |  |  |  | Area/Building Exterior/Parking/Structured Parking | Area/Building Exterior/Parking/Structured Parking
| Roadway (highways) | [6 empty] | Roadway (highways) |  |  |  | Roadway (highways)
| Streetlight (residential streets) | [6 empty] | Streetlight (residential streets) |  |  |  | Streetlight (residential streets) | [7 empty] | Streetlight (residential streets) |  |  |  |  | Streetlight (residential streets)
| Smart City | [10 empty] | Smart City
Product website |  | No | No | No | www.lutron.com/vive | No | www.autani.com | No | No | No | No | No | No | No | No | No | No | No | No | No | No | No | No | No | No | No | No | No | No
Do all system components have a warranty of 5 years or more, including any 3rd party components that are needed to meet minimum required DLC capabilities (with the possible exception of software, on-premises server, and cloud service)? Attach the warrant |  | Yes | Yes | Yes | Yes | Yes | Yes | Yes | No | Yes | Yes | Yes | Yes | Yes | Yes | Yes | Yes | Yes | Yes | Yes | Yes | Yes | Yes | Yes | Yes | Yes | Yes | Yes | Yes | 0 | 0 | 0 | 0 | 0 | 0 | 0 | 0 | 0 | 0 | 0 | 0 | 0 | 0 | 0 | 0 | 0 | 0 | 0 | 0 | 0 | 0 | 0 | 0 | 0 | 0 | 0 | 0 | 0 | 0 | 0 | 0 | 0 | 0 | 0 | 0 | 0 | 0 | 0 | 0 | 0 | 0 | 0 | 0 | 0 | 0 | 0 | 0 | 0 | 0 | 0 | 0 | 0 | 0 | 0 | 0 | 0 | 0 | 0 | 0 | 0 | 0 | 0 | 0 | 0 | 0 | 0 | 0
Does an extended warranty need to be purchased, to meet the 5 year requirement? |  | No | No | No | No | No | Yes | Yes | No | No | No | No | No | No | No | No | Yes | No | No | No | No | No | No | No | No | No | No | No | No | 0 | 0 | 0 | 0 | 0 | 0 | 0 | 0 | 0 | 0 | 0 | 0 | 0 | 0 | 0 | 0 | 0 | 0 | 0 | 0 | 0 | 0 | 0 | 0 | 0 | 0 | 0 | 0 | 0 | 0 | 0 | 0 | 0 | 0 | 0 | 0 | 0 | 0 | 0 | 0 | 0 | 0 | 0 | 0 | 0 | 0 | 0 | 0 | 0 | 0 | 0 | 0 | 0 | 0 | 0 | 0 | 0 | 0 | 0 | 0 | 0 | 0 | 0 | 0 | 0 | 0 | 0 | 0
| If so, what is the standard warranty length? |  | 5 years |  | Product needs to be registered, but no additional payment is required |  | 3 Years | 3 Years | na | [7 empty] | 2 Year
Technical support phone number for troubleshooting this system: |  | 001 844 USNEDAP | 800-273-9989 | 408-878-5348 | 1 (800) 523-9466 | 1-800-372-3331 (Technical Question then Controls option) | 443-320-2233 option 2 855-228-8264 option 2 | 443-320-2233 option 2 855-228-8264 option 2 | 801-312-0118 | 800-533-3879 | 1-888-531-7573 | 1-855-874-1692 | 800-535-2465 | 1-(844)-LIGHTCLOUD | 330-656-9365 | (650)316-8412 | 1 (844) 588 - 7661 | 866.924.3645 | 877-982-7888 | 877-982-7888 | (617) 723-1200 Ext. #3 | 800-535-2465 | 800-535-2465 | P: 770-486-4800 | 770-486-4800 | 1-888-531-7573 | 888-273-7876 | Via main number for Customer service: (408) 495-5600 | 800 879-8585 | 0 | 0 | 0 | 0 | 0 | 0 | 0 | 0 | 0 | 0 | 0 | 0 | 0 | 0 | 0 | 0 | 0 | 0 | 0 | 0 | 0 | 0 | 0 | 0 | 0 | 0 | 0 | 0 | 0 | 0 | 0 | 0 | 0 | 0 | 0 | 0 | 0 | 0 | 0 | 0 | 0 | 0 | 0 | 0 | 0 | 0 | 0 | 0 | 0 | 0 | 0 | 0 | 0 | 0 | 0 | 0 | 0 | 0 | 0 | 0 | 0 | 0 | 0 | 0 | 0 | 0 | 0 | 0
Is this a private-label system? If so, provide a copy of your agreement with the Original Equipment Manufacturer, as the Reference Document. |  | No | No | No | No | No | No | No | No | No | No | No | No | No | No | No | No | No | No | No | No | No | No | Yes | Yes | No | No | No | No | 0 | 0 | 0 | 0 | 0 | 0 | 0 | 0 | 0 | 0 | 0 | 0 | 0 | 0 | 0 | 0 | 0 | 0 | 0 | 0 | 0 | 0 | 0 | 0 | 0 | 0 | 0 | 0 | 0 | 0 | 0 | 0 | 0 | 0 | 0 | 0 | 0 | 0 | 0 | 0 | 0 | 0 | 0 | 0 | 0 | 0 | 0 | 0 | 0 | 0 | 0 | 0 | 0 | 0 | 0 | 0 | 0 | 0 | 0 | 0 | 0 | 0 | 0 | 0 | 0 | 0 | 0 | 0
Is this system a combination of products from multiple manufacturers? |  | No | No | No | No | No | Yes | Yes | No | No | Yes | No | No | No | No | Yes | No | No | Yes | Yes | No | No | No | No | No | Yes | No | No | Yes | 0 | 0 | 0 | 0 | 0 | 0 | 0 | 0 | 0 | 0 | 0 | 0 | 0 | 0 | 0 | 0 | 0 | 0 | 0 | 0 | 0 | 0 | 0 | 0 | 0 | 0 | 0 | 0 | 0 | 0 | 0 | 0 | 0 | 0 | 0 | 0 | 0 | 0 | 0 | 0 | 0 | 0 | 0 | 0 | 0 | 0 | 0 | 0 | 0 | 0 | 0 | 0 | 0 | 0 | 0 | 0 | 0 | 0 | 0 | 0 | 0 | 0 | 0 | 0 | 0 | 0 | 0 | 0
| If so, please provide a list of all manufacturers. | [5 empty] | Leviton, Wattstopper, EnOcean | Leviton, Wattstopper, EnOcean |  |  | Wired occupancy sensors from Leviton (OEM), wired photo sensor from PLC MultiPoint, Touch Screen from RTI and DELL server class computers |  |  |  |  | Gigatek, Netvok,Osram, LG Electronics, EuControls, GE, Daintree |  |  | #REF! | #REF! | [5 empty] | Wired occupancy sensors from Leviton (OEM) |  |  | Tridium JACE
Provide any case studies in North America available for this system, with URL if available online. |  | Document: CustomerReferenceInfo.pdf Online: https://us.nedap-luxon.com/projects/danbury-arena.html | http://www.audacywireless.com/content/pdfs/case-studies/p-5378_corpoffice_casestudy.pdf; http://www.audacywireless.com/content/pdfs/case-studies/p-5384-ibew_casestudy.pdf; http://www.audacywireless.com/content/pdfs/case-studies/p-5444_perkinswill_casestud | Not available on the website | http://www.lutron.com/TechnicalDocumentLibrary/3684466_Franklin_and_Marshall_Case_Study.pdf | 0 | http://www.autani.com/work/ | http://www.autani.com/work/ | https://www.enocean-alliance.org/solutions/references/ | 0 | http://assets2.osram-americas.com/im/img/us-dam-64501 | https://newbuildings.org/sites/default/files/NEEA_Enlighted_Report.pdf. http://www.enlightedinc.com/customer-success-stories/ | 0 | 0 | http://magnumenergysolutions.com/projects/ | http://www.daintree.net/resources/case-studies/ | http://www.lutron.com/en-US/Products/Pages/WholeBuildingSystems/Quantum/Overview.aspx | http://www2.cree.com/smartcast-landing-page | http://info.synapse-wireless.com/smart_lighting_case_studies | http://info.synapse-wireless.com/smart_lighting_case_studies | 0 | Chicago School District Case Study http://www.acuitybrands.com/solutions/inspire-me/case-studies/district-59 | Manufacturing Facility Case Study http://insights.acuitybrands.com/h/i/341419242-steel-coating-factory-led-upgrade-case-study/288327 Distriubtion Center Case Study http://insights.acuitybrands.com/h/i/341357751-led-warehouse-zero-maintenance-case-study | https://newbuildings.org/sites/default/files/NEEA_Enlighted_Report.pdf. http://www.enlightedinc.com/customer-success-stories/ | https://newbuildings.org/sites/default/files/NEEA_Enlighted_Report.pdf. http://www.enlightedinc.com/customer-success-stories/ | See Row #580 | 0 | 0 | See Case Studies | 0 | 0 | 0 | 0 | 0 | 0 | 0 | 0 | 0 | 0 | 0 | 0 | 0 | 0 | 0 | 0 | 0 | 0 | 0 | 0 | 0 | 0 | 0 | 0 | 0 | 0 | 0 | 0 | 0 | 0 | 0 | 0 | 0 | 0 | 0 | 0 | 0 | 0 | 0 | 0 | 0 | 0 | 0 | 0 | 0 | 0 | 0 | 0 | 0 | 0 | 0 | 0 | 0 | 0 | 0 | 0 | 0 | 0 | 0 | 0 | 0 | 0 | 0 | 0 | 0 | 0 | 0 | 0
| If no case studies are available, provide a source where the system is commercially available for purchase. OR, to help expedite system qualification, provide a copy of a paid invoice showing that a system has been sold to a customer. | [8 empty] | Levin Nock has received a quote recently. |  |  |  | www.lightcloud.com | [6 empty] | https://www.digitallumens.com/company/contact/ |  |  |  |  | PO/Invoice attached; 16 |  |  | Available through over 2,000 electrical distributors throughout the US and Canada.
| If no case studies are available, then provide a customer reference (name, phone, email) that DLC may contact. DLC will not share this contact with any other parties. A beta site with a pre-production system is acceptable. DLC wishes to confirm that the |  |  |  |  | Brad Schneider, CondoCPA, (630) 832-2222, 188 Industrial Drive, Suite 300, Elmhurst, Illinois 60126 brad@condocpa.com | Steve Chambliss, 615-493-5042, schambliss@enterprisellc.com for Indoor Dimming Applications and Outdoor Lighting Applications | Steve Chambliss, 615-493-5042, schambliss@enterprisellc.com for Indoor Dimming Applications and Outdoor Lighting Applications | linmore LED john Gilmore 818.262.8756 | Camp Laurel Contact John Derbyshire 207-314-2190 Eaton Plymouth, MN Contact Brent Jonasson 763 543 7737 Engineer Manager BrentTJonasson@Eaton.com |  |  | AbbVie Inc. Appx 2,000 fixtures installed MIKE LYNN P.E. CEM LEED AP OFFICE (847) 938-9354 | [5 empty] | Amerex, Galen Ferguson 205-862-5279 Carroll Electric, John Beck - 870-480-2970 Park Chrysler Jeep, Johnathan Dworskey - 612-790-5337 | Amerex, Galen Ferguson 205-862-5279 Carroll Electric, John Beck - 870-480-2970 Park Chrysler Jeep, Johnathan Dworskey - 612-790-5337 | [5 empty] | Reference Information: Frank Spitzer PH.D Phone (O): 416 596 1930 ext 61172 Phone (M): 416 407 9009 email: fspitzer@IBIGroup.com |  | First project installed at Lab Sensor Solutions Contact: Geoff Zawolkow CEO geoff@lsstracks.com 648 El Camino Real, Suite P Redwood City, CA 94063 650-464-0874 | Example Site for DLM Capability: Kaiser Hospital, Oakland, CA. Contact Chris Silverman of Silverman and Light at 510-655-1200, or via email address chris@silvermanlight.com
System Overview Presentation: As part of the Application Review Process, to help DLC understand the system, the applicant will conduct a 1 to 2 hour overview of the system for DLC via webinar. This will be scheduled and completed after the Application F
23) | Manufacturer and System

## Qualified System Summary Data (hidden)
Company | Nedap N.V. | IDEAL INDUSTRIES, INC. | LG Electronics Inc. | Lutron Electronics Co Inc | Philips Lighting North America Corp (Rosemont) | Autani, LLC | Autani, LLC | EnOcean | Eaton | OSRAM SYLVANIA Inc. | Enlighted Inc | Acuity Brands | RAB Lighting | Magnum Energy Solutions | GE Lighting Solutions | Lutron | Cree, Inc. | Synapse Wireless | Synapse Wireless | Digital Lumens | Acuity Brands | Acuity Brands | Eaton | Eaton | OSRAM SYLVANIA Inc. | Crestron Electronics | Lunera | Wattstopper / Legrand | 0 | 0 | 0 | 0 | 0 | 0 | 0 | 0 | 0 | 0 | 0 | 0 | 0 | 0 | 0 | 0 | 0 | 0 | 0 | 0 | 0 | 0 | 0 | 0 | 0 | 0 | 0 | 0 | 0 | 0 | 0 | 0 | 0 | 0 | 0 | 0 | 0 | 0 | 0 | 0 | 0 | 0 | 0 | 0 | 0 | 0 | 0 | 0 | 0 | 0 | 0 | 0 | 0 | 0 | 0 | 0 | 0 | 0 | 0 | 0 | 0
Brand | Luxon | AUDACY® Advanced Wireless Solutions | LG SENSOR CONNECT | Vive Wireless Solutions | EasySense | Energy Center | Energy Center | EasyFit | WaveLinx | ENCELIUM | Enlighted | Acuity Controls | Lightcloud | Magnum OPUS | ControlScope | Quantum | SmartCast Wireless | SimplySNAP | SimplySNAP | Digital Lumens | Acuity Controls | Acuity Controls | LumaWatt Pro | LumaWatt Pro | OSRAM | Crestron DALI | Lunera | Wattstopper | 0 | 0 | 0 | 0 | 0 | 0 | 0 | 0 | 0 | 0 | 0 | 0 | 0 | 0 | 0 | 0 | 0 | 0 | 0 | 0 | 0 | 0 | 0 | 0 | 0 | 0 | 0 | 0 | 0 | 0 | 0 | 0 | 0 | 0 | 0 | 0 | 0 | 0 | 0 | 0 | 0 | 0 | 0 | 0 | 0 | 0 | 0 | 0 | 0 | 0 | 0 | 0 | 0 | 0 | 0 | 0 | 0 | 0 | 0 | 0 | 0
Name of Control System | Luxon | AUDACY® | LG SENSOR CONNECT | Vive Wireless Solutions | EasySense SNS200 Advanced Grouping | Energy Center | Energy Center | EasyFit | WaveLinx Wireless Connected Lighting | ENCELIUM® Enterprise Light Management System | IoT System | nLight AIR | Lightcloud | Magnum OPUS | ControlScope | Quantum | SmartCast Wireless | SimplySNAP Smart Lighting Solution | SimplySNAP Smart Lighting Solution | SiteWorx Tune | nLight | XPoint Wireless | IoT System | IoT System | ENCELIUM EDGE(TM) Standalone Wireless Light Management System | Crestron DALI | Lunera Ambient Compute | DLM | 0 | 0 | 0 | 0 | 0 | 0 | 0 | 0 | 0 | 0 | 0 | 0 | 0 | 0 | 0 | 0 | 0 | 0 | 0 | 0 | 0 | 0 | 0 | 0 | 0 | 0 | 0 | 0 | 0 | 0 | 0 | 0 | 0 | 0 | 0 | 0 | 0 | 0 | 0 | 0 | 0 | 0 | 0 | 0 | 0 | 0 | 0 | 0 | 0 | 0 | 0 | 0 | 0 | 0 | 0 | 0 | 0 | 0 | 0 | 0 | 0
Interior or Exterior? | Interior | Interior | Interior | Interior | Interior | Interior and Exterior | Exterior |  | Interior | Interior and Exterior | Interior and Exterior | Interior | Interior and Exterior | Interior | Interior | Interior | Interior | Interior | Exterior | Interior | Interior | Interior | Interior and Exterior | Exterior | Interior | Interior | Interior | Interior
Technical Requirements Version? | V2.0 | V2.0 | V2.0 | V2.0 | V2.0 | V2.0 | V2.0 | V2.0 | V2.0 | V2.0 | V2.0 | V2.0 | V2.0 | V2.0 | V2.0 | V2.0 | V2.0 | V2.0 | V2.0 | V2.0 | V2.0 | V2.0 | V2.0 | V2.0 | V2.0 | V2.0 | V2.0 | V2.0 | V2.0 | V2.0 | V2.0 | V2.0 | V2.0 | V2.0 | V2.0 | V2.0 | V2.0 | V2.0 | V2.0 | V2.0 | V2.0 | V2.0 | V2.0 | V2.0 | V2.0 | V2.0 | V2.0 | V2.0 | V2.0 | V2.0 | V2.0 | V2.0 | V2.0 | V2.0 | V2.0 | V2.0 | V2.0 | V2.0 | V2.0 | V2.0 | V2.0 | V2.0 | V2.0 | V2.0 | V2.0 | V2.0 | V2.0 | V2.0 | V2.0 | V2.0
Technical support phone number | 001 844 USNEDAP | 800-273-9989 | 408-878-5348 | 1 (800) 523-9466 | 1-800-372-3331 (Technical Question then Controls option) | 443-320-2233 option 2 855-228-8264 option 2 | 443-320-2233 option 2 855-228-8264 option 2 | 801-312-0118 | 800-533-3879 | 1-888-531-7573 | 1-855-874-1692 | 800-535-2465 | 1-(844)-LIGHTCLOUD | 330-656-9365 | (650)316-8412 | 1 (844) 588 - 7661 | 866.924.3645 | 877-982-7888 | 877-982-7888 | (617) 723-1200 Ext. #3 | 800-535-2465 | 800-535-2465 | P: 770-486-4800 | 770-486-4800 | 1-888-531-7573 | 888-273-7876 | Via main number for Customer service: (408) 495-5600 | 800 879-8585 | 0 | 0 | 0 | 0 | 0 | 0 | 0 | 0 | 0 | 0 | 0 | 0 | 0 | 0 | 0 | 0 | 0 | 0 | 0 | 0 | 0 | 0 | 0 | 0 | 0 | 0 | 0 | 0 | 0 | 0 | 0 | 0 | 0 | 0 | 0 | 0 | 0 | 0 | 0 | 0 | 0 | 0 | 0 | 0 | 0 | 0 | 0 | 0 | 0 | 0 | 0 | 0 | 0 | 0 | 0 | 0 | 0 | 0 | 0 | 0 | 0
Interior Scope/Scale of System (Room, Whole Building, Portfolio/Enterprise) | Portfolio/Enterprise Level, Building Level, Room Level, | Portfolio/Enterprise Level, Building Level, Room Level, | Building Level, Room Level, | Building Level, Room Level, | Building Level, Room Level, | Portfolio/Enterprise Level, Building Level, Room Level, |  |  | Building Level, Room Level, | Portfolio/Enterprise Level, Building Level, | Portfolio/Enterprise Level, Building Level, Room Level, | Room Level, | Portfolio/Enterprise Level, Building Level, Room Level, | Portfolio/Enterprise Level, Building Level, Room Level, | Portfolio/Enterprise Level, Building Level, Room Level, | Portfolio/Enterprise Level, Building Level, Room Level, | Building Level, Room Level, | Portfolio/Enterprise Level, Building Level, |  | Portfolio/Enterprise Level, Building Level, Room Level, | Portfolio/Enterprise Level, Building Level, Room Level, | Portfolio/Enterprise Level, Building Level, Room Level, | Portfolio/Enterprise Level, Building Level, Room Level, |  | Building Level, Room Level, | Portfolio/Enterprise Level, Building Level, Room Level, | Portfolio/Enterprise Level, Building Level, Room Level, | Portfolio/Enterprise Level, Building Level, Room Level,
Exterior Scope/scale of System (Exterior Area/Parking/Structured Parking, Roadway (highways), Streetlight (residential streets), Smart City | [5 empty] | Area/Building Exterior/Parking/Structured Parking, | Area/Building Exterior/Parking/Structured Parking, Roadway (highways), Streetlight (residential streets), |  |  | Area/Building Exterior/Parking/Structured Parking, | Area/Building Exterior/Parking/Structured Parking, Roadway (highways), Streetlight (residential streets), Smart City, |  | Area/Building Exterior/Parking/Structured Parking, |  |  |  |  | Area/Building Exterior/Parking/Structured Parking, | Area/Building Exterior/Parking/Structured Parking, Streetlight (residential streets), |  |  |  | Area/Building Exterior/Parking/Structured Parking, | Area/Building Exterior/Parking/Structured Parking, Streetlight (residential streets),
Product Website | No | No | No | www.lutron.com/vive | No | www.autani.com | No | No | No | No | No | No | No | No | No | No | No | No | No | No | No | No | No | No | No | No | No | No
System/ Hardware Component Standard Warranty |  | 5 years |  | Product needs to be registered, but no additional payment is required |  | 3 Years | 3 Years | na | [7 empty] | 2 Year
Warranty Notes | [5 empty] | Optional Extended Warranty must be purchased to meet DLC 5 yr warranty requirement | Optional Extended Warranty must be purchased to meet DLC 5 yr warranty requirement | [8 empty] | Optional Extended Warranty must be purchased to meet DLC 5 yr warranty requirement
Case studies available? | Document: CustomerReferenceInfo.pdf Online: https://us.nedap-luxon.com/projects/danbury-arena.html | http://www.audacywireless.com/content/pdfs/case-studies/p-5378_corpoffice_casestudy.pdf; http://www.audacywireless.com/content/pdfs/case-studies/p-5384-ibew_casestudy.pdf; http://www.audacywireless.com/content/pdfs/case-studies/p-5444_perkinswill_casestud | Not available on the website | http://www.lutron.com/TechnicalDocumentLibrary/3684466_Franklin_and_Marshall_Case_Study.pdf | 0 | http://www.autani.com/work/ | http://www.autani.com/work/ | https://www.enocean-alliance.org/solutions/references/ | 0 | http://assets2.osram-americas.com/im/img/us-dam-64501 | https://newbuildings.org/sites/default/files/NEEA_Enlighted_Report.pdf. http://www.enlightedinc.com/customer-success-stories/ | 0 | 0 | http://magnumenergysolutions.com/projects/ | http://www.daintree.net/resources/case-studies/ | http://www.lutron.com/en-US/Products/Pages/WholeBuildingSystems/Quantum/Overview.aspx | http://www2.cree.com/smartcast-landing-page | http://info.synapse-wireless.com/smart_lighting_case_studies | http://info.synapse-wireless.com/smart_lighting_case_studies | 0 | Chicago School District Case Study http://www.acuitybrands.com/solutions/inspire-me/case-studies/district-59 | Manufacturing Facility Case Study http://insights.acuitybrands.com/h/i/341419242-steel-coating-factory-led-upgrade-case-study/288327 Distriubtion Center Case Study http://insights.acuitybrands.com/h/i/341357751-led-warehouse-zero-maintenance-case-study | https://newbuildings.org/sites/default/files/NEEA_Enlighted_Report.pdf. http://www.enlightedinc.com/customer-success-stories/ | https://newbuildings.org/sites/default/files/NEEA_Enlighted_Report.pdf. http://www.enlightedinc.com/customer-success-stories/ | See Row #580 | 0 | 0 | See Case Studies | 0 | 0 | 0 | 0 | 0 | 0 | 0 | 0 | 0 | 0 | 0 | 0 | 0 | 0 | 0 | 0 | 0 | 0 | 0 | 0 | 0 | 0 | 0 | 0 | 0 | 0 | 0 | 0 | 0 | 0 | 0 | 0 | 0 | 0 | 0 | 0 | 0 | 0 | 0 | 0 | 0 | 0 | 0 | 0 | 0 | 0 | 0 | 0 | 0 | 0 | 0 | 0 | 0 | 0 | 0 | 0 | 0 | 0 | 0 | 0 | 0

## Systems by Capability Data (hidden)
Company | Nedap N.V. | IDEAL INDUSTRIES, INC. | LG Electronics Inc. | Lutron Electronics Co Inc | Philips Lighting North America Corp (Rosemont) | Autani, LLC | Autani, LLC | EnOcean | Eaton | OSRAM SYLVANIA Inc. | Enlighted Inc | Acuity Brands | RAB Lighting | Magnum Energy Solutions | GE Lighting Solutions | Lutron | Cree, Inc. | Synapse Wireless | Synapse Wireless | Digital Lumens | Acuity Brands | Acuity Brands | Eaton | Eaton | OSRAM SYLVANIA Inc. | Crestron Electronics | Lunera | Wattstopper / Legrand | 0 | 0 | 0 | 0 | 0 | 0 | 0 | 0 | 0 | 0 | 0 | 0 | 0 | 0 | 0 | 0 | 0 | 0 | 0 | 0 | 0 | 0 | 0 | 0 | 0 | 0 | 0 | 0 | 0 | 0 | 0 | 0 | 0 | 0 | 0 | 0 | 0 | 0 | 0 | 0 | 0 | 0 | 0
Brand | Luxon | AUDACY® Advanced Wireless Solutions | LG SENSOR CONNECT | Vive Wireless Solutions | EasySense | Energy Center | Energy Center | EasyFit | WaveLinx | ENCELIUM | Enlighted | Acuity Controls | Lightcloud | Magnum OPUS | ControlScope | Quantum | SmartCast Wireless | SimplySNAP | SimplySNAP | Digital Lumens | Acuity Controls | Acuity Controls | LumaWatt Pro | LumaWatt Pro | OSRAM | Crestron DALI | Lunera | Wattstopper | 0 | 0 | 0 | 0 | 0 | 0 | 0 | 0 | 0 | 0 | 0 | 0 | 0 | 0 | 0 | 0 | 0 | 0 | 0 | 0 | 0 | 0 | 0 | 0 | 0 | 0 | 0 | 0 | 0 | 0 | 0 | 0 | 0 | 0 | 0 | 0 | 0 | 0 | 0 | 0 | 0 | 0 | 0
Name of Control System | Luxon | AUDACY® | LG SENSOR CONNECT | Vive Wireless Solutions | EasySense SNS200 Advanced Grouping | Energy Center | Energy Center | EasyFit | WaveLinx Wireless Connected Lighting | ENCELIUM® Enterprise Light Management System | IoT System | nLight AIR | Lightcloud | Magnum OPUS | ControlScope | Quantum | SmartCast Wireless | SimplySNAP Smart Lighting Solution | SimplySNAP Smart Lighting Solution | SiteWorx Tune | nLight | XPoint Wireless | IoT System | IoT System | ENCELIUM EDGE(TM) Standalone Wireless Light Management System | Crestron DALI | Lunera Ambient Compute | DLM | 0 | 0 | 0 | 0 | 0 | 0 | 0 | 0 | 0 | 0 | 0 | 0 | 0 | 0 | 0 | 0 | 0 | 0 | 0 | 0 | 0 | 0 | 0 | 0 | 0 | 0 | 0 | 0 | 0 | 0 | 0 | 0 | 0 | 0 | 0 | 0 | 0 | 0 | 0 | 0 | 0 | 0 | 0
Interior or Exterior? | Interior | Interior | Interior | Interior | Interior | Interior | Exterior | Exterior | Interior | Interior | Interior | Interior | Interior | Interior | Interior | Interior | Interior | Interior | Exterior | Interior | Interior | Interior | Interior | Exterior | Interior | Interior | Interior | Interior | Exterior | Exterior | Exterior | Exterior | Exterior | Exterior | Exterior | Exterior | Exterior | Exterior | Exterior | Exterior | Exterior | Exterior | Exterior | Exterior | Exterior | Exterior | Exterior | Exterior | Exterior | Exterior | Exterior | Exterior | Exterior | Exterior | Exterior | Exterior | Exterior | Exterior | Exterior | Exterior | Exterior | Exterior | Exterior | Exterior | Exterior | Exterior | Exterior | Exterior | Exterior | Exterior | Exterior
Technical Requirements Version? | V2.0 | V2.0 | V2.0 | V2.0 | V2.0 | V2.0 | V2.0 | V2.0 | V2.0 | V2.0 | V2.0 | V2.0 | V2.0 | V2.0 | V2.0 | V2.0 | V2.0 | V2.0 | V2.0 | V2.0 | V2.0 | V2.0 | V2.0 | V2.0 | V2.0 | V2.0 | V2.0 | V2.0 | V2.0 | V2.0 | V2.0 | V2.0 | V2.0 | V2.0 | V2.0 | V2.0 | V2.0 | V2.0 | V2.0 | V2.0 | V2.0 | V2.0 | V2.0 | V2.0 | V2.0 | V2.0 | V2.0 | V2.0 | V2.0 | V2.0 | V2.0 | V2.0 | V2.0 | V2.0 | V2.0 | V2.0 | V2.0 | V2.0 | V2.0 | V2.0 | V2.0 | V2.0 | V2.0 | V2.0 | V2.0 | V2.0 | V2.0 | V2.0 | V2.0 | V2.0
Networked? | Yes | Yes | Yes | Yes | Yes | Yes | Yes | Yes | Yes | Yes | Yes | Yes | Yes | Yes | Yes | Yes | Yes | Yes | Yes | Yes | Yes | Yes | Yes | Yes | Yes | Yes | Yes | Yes | 0 | 0 | 0 | 0 | 0 | 0 | 0 | 0 | 0 | 0 | 0 | 0 | 0 | 0 | 0 | 0 | 0 | 0 | 0 | 0 | 0 | 0 | 0 | 0 | 0 | 0 | 0 | 0 | 0 | 0 | 0 | 0 | 0 | 0 | 0 | 0 | 0 | 0 | 0 | 0 | 0 | 0 | 0
Wired or Wireless? | Wireless | Wireless | Wireless | Wireless | Wireless | Wired, Wireless | Wireless | Wireless | Wireless | Wired, Wireless | Wired, Wireless | Wireless | Wireless | Wired, Wireless | Wireless | Wired, Wireless | Wireless | Wireless | Wireless | Wireless | Wired | Wired, Wireless | Wired, Wireless | Wired, Wireless | Wired, Wireless | Wired | Wireless | Wired
Local Computer Server or Cloud-based Server Required? | Cloud Server | Local Server | No Server Required | No Server Required | No Server Required | No Server Required | No Server Required | No Server Required | No Server Required | Local Server | Local Server or Cloud Server | No Server Required | Cloud Server | No Server Required | Local Server or Cloud Server | Local Server | No Server Required | No Server Required | No Server Required | Local Server or Cloud Server | Local Server | Local Server | Local Server or Cloud Server | Local Server or Cloud Server | No Server Required | Local Server or Cloud Server | Cloud Server | No Server Required
Start-Up and Configuration Party? | (1) installation contractor with less than 1 day of training , (3) factory-trained installation contractor with 1 day or more factory training , | (3) factory-trained installation contractor with 1 day or more factory training , | Installation contractors with more than 1 days of training, | (1) installation contractor with less than 1 day of training , (2) installation contractor with less than 1 day of training, working with remote personnel at factory, (3) factory-trained installation contractor with 1 day or more factory training , (4) factory representative on-site , Factory representative remote start-up, | (1) installation contractor with less than 1 day of training , | (2) installation contractor with less than 1 day of training, working with remote personnel at factory, (3) factory-trained installation contractor with 1 day or more factory training , (4) factory representative on-site , | (2) installation contractor with less than 1 day of training, working with remote personnel at factory, (3) factory-trained installation contractor with 1 day or more factory training , (4) factory representative on-site , |  | (1) installation contractor with less than 1 day of training , (3) factory-trained installation contractor with 1 day or more factory training , Tier 1 training is 4 hours. WaveLinx Certified Technician is 3 days, available for trouble-shooting., | (3) factory-trained installation contractor with 1 day or more factory training , (4) factory representative on-site , | (4) factory representative on-site , | (1) installation contractor with less than 1 day of training , | (1) installation contractor with less than 1 day of training , #1 onsite working with RAB Customer Service at HQ, | (1) installation contractor with less than 1 day of training , (4) factory representative on-site , | (3) factory-trained installation contractor with 1 day or more factory training , | (4) factory representative on-site , | (1) installation contractor with less than 1 day of training , | (3) factory-trained installation contractor with 1 day or more factory training , | (3) factory-trained installation contractor with 1 day or more factory training , |  | (4) factory representative on-site , | (4) factory representative on-site , | (4) factory representative on-site , | (4) factory representative on-site , | (1) installation contractor with less than 1 day of training , | (2) installation contractor with less than 1 day of training, working with remote personnel at factory, (3) factory-trained installation contractor with 1 day or more factory training , (4) factory representative on-site , | (1) installation contractor with less than 1 day of training , installation contractor with less than 1 day of training; plus remote personnel at factory before and after installation, | (3) factory-trained installation contractor with 1 day or more factory training ,
Occupancy Sensing? | Yes | Yes | Yes | Yes | Yes | Yes | Yes | Yes | Yes | Yes | Yes | Yes | Yes | Yes | Yes | Yes | Yes | Yes | Yes | Yes | Yes | Yes | Yes | Yes | Yes | Yes | Yes | Yes | 0 | 0 | 0 | 0 | 0 | 0 | 0 | 0 | 0 | 0 | 0 | 0 | 0 | 0 | 0 | 0 | 0 | 0 | 0 | 0 | 0 | 0 | 0 | 0 | 0 | 0 | 0 | 0 | 0 | 0 | 0 | 0 | 0 | 0 | 0 | 0 | 0 | 0 | 0 | 0 | 0 | 0 | 0
Traffic Sensing? | No | No | No | No | No | Yes | Yes | No | No | Yes | Yes | No | Yes | Yes | No | No | No | No | Yes | No | No | No | No | Yes | No | No | No | No | 0 | 0 | 0 | 0 | 0 | 0 | 0 | 0 | 0 | 0 | 0 | 0 | 0 | 0 | 0 | 0 | 0 | 0 | 0 | 0 | 0 | 0 | 0 | 0 | 0 | 0 | 0 | 0 | 0 | 0 | 0 | 0 | 0 | 0 | 0 | 0 | 0 | 0 | 0 | 0 | 0 | 0 | 0
Daylight Harvesting (Interior)? | Yes | Yes | Yes | Yes | Yes | Yes | Yes | Yes | Yes | Yes | Yes | Yes | Yes | Yes | Yes | Yes | Yes | Yes | Yes | Yes | Yes | Yes | Yes | Yes | Yes | Yes | Yes | Yes | 0 | 0 | 0 | 0 | 0 | 0 | 0 | 0 | 0 | 0 | 0 | 0 | 0 | 0 | 0 | 0 | 0 | 0 | 0 | 0 | 0 | 0 | 0 | 0 | 0 | 0 | 0 | 0 | 0 | 0 | 0 | 0 | 0 | 0 | 0 | 0 | 0 | 0 | 0 | 0 | 0 | 0 | 0
Photocell Control (Exterior)? | Yes | Yes | Yes | Yes | Yes | Yes | Yes | Yes | Yes | Yes | Yes | Yes | Yes | Yes | Yes | Yes | Yes | Yes | Yes | Yes | Yes | Yes | Yes | Yes | Yes | Yes | Yes | Yes | 0 | 0 | 0 | 0 | 0 | 0 | 0 | 0 | 0 | 0 | 0 | 0 | 0 | 0 | 0 | 0 | 0 | 0 | 0 | 0 | 0 | 0 | 0 | 0 | 0 | 0 | 0 | 0 | 0 | 0 | 0 | 0 | 0 | 0 | 0 | 0 | 0 | 0 | 0 | 0 | 0 | 0 | 0
High-End Trim? | Yes | Yes | Yes | Yes | Yes | Yes | Yes | Yes | Yes | Yes | Yes | Yes | Yes | Yes | Yes | Yes | Yes | Yes | Yes | Yes | Yes | Yes | Yes | Yes | Yes | Yes | Yes | Yes | 0 | 0 | 0 | 0 | 0 | 0 | 0 | 0 | 0 | 0 | 0 | 0 | 0 | 0 | 0 | 0 | 0 | 0 | 0 | 0 | 0 | 0 | 0 | 0 | 0 | 0 | 0 | 0 | 0 | 0 | 0 | 0 | 0 | 0 | 0 | 0 | 0 | 0 | 0 | 0 | 0 | 0 | 0
Scheduling? | Yes | Yes | Yes | Yes | No | Yes | Yes | No | Yes | Yes | Yes | No | Yes | Yes | Yes | Yes | No | Yes | Yes | Yes | Yes | Yes | Yes | Yes | Yes | Yes | Yes | Yes | 0 | 0 | 0 | 0 | 0 | 0 | 0 | 0 | 0 | 0 | 0 | 0 | 0 | 0 | 0 | 0 | 0 | 0 | 0 | 0 | 0 | 0 | 0 | 0 | 0 | 0 | 0 | 0 | 0 | 0 | 0 | 0 | 0 | 0 | 0 | 0 | 0 | 0 | 0 | 0 | 0 | 0 | 0
Personal Control? | No | Yes | Yes | Yes | Yes | Yes | No | No | Yes | Yes | Yes | No | Yes | Yes | Yes | Yes | No | No | No | Yes | Yes | Yes | Yes | No | No | Yes | Yes | Yes | 0 | 0 | 0 | 0 | 0 | 0 | 0 | 0 | 0 | 0 | 0 | 0 | 0 | 0 | 0 | 0 | 0 | 0 | 0 | 0 | 0 | 0 | 0 | 0 | 0 | 0 | 0 | 0 | 0 | 0 | 0 | 0 | 0 | 0 | 0 | 0 | 0 | 0 | 0 | 0 | 0 | 0 | 0
Demand Response? | Yes | Yes | No | Yes | No | Yes | Yes | No | Yes | Yes | Yes | No | Yes | Yes | Yes | Yes | No | No | No | No | Yes | Yes | Yes | Yes | Yes | No | Yes | Yes | 0 | 0 | 0 | 0 | 0 | 0 | 0 | 0 | 0 | 0 | 0 | 0 | 0 | 0 | 0 | 0 | 0 | 0 | 0 | 0 | 0 | 0 | 0 | 0 | 0 | 0 | 0 | 0 | 0 | 0 | 0 | 0 | 0 | 0 | 0 | 0 | 0 | 0 | 0 | 0 | 0 | 0 | 0
Plug Load Control? | No | Yes | No | Yes | No | Yes | Yes | No | Yes | Yes | Yes | No | Yes | Yes | Yes | Yes | No | No | No | No | Yes | Yes | Yes | Yes | Yes | Yes | No | Yes | 0 | 0 | 0 | 0 | 0 | 0 | 0 | 0 | 0 | 0 | 0 | 0 | 0 | 0 | 0 | 0 | 0 | 0 | 0 | 0 | 0 | 0 | 0 | 0 | 0 | 0 | 0 | 0 | 0 | 0 | 0 | 0 | 0 | 0 | 0 | 0 | 0 | 0 | 0 | 0 | 0 | 0 | 0
Zoning? | Yes | Yes | Yes | Yes | Yes | Yes | Yes | Yes | Yes | Yes | Yes | Yes | Yes | Yes | Yes | Yes | Yes | Yes | Yes | Yes | Yes | Yes | Yes | Yes | Yes | Yes | Yes | Yes | 0 | 0 | 0 | 0 | 0 | 0 | 0 | 0 | 0 | 0 | 0 | 0 | 0 | 0 | 0 | 0 | 0 | 0 | 0 | 0 | 0 | 0 | 0 | 0 | 0 | 0 | 0 | 0 | 0 | 0 | 0 | 0 | 0 | 0 | 0 | 0 | 0 | 0 | 0 | 0 | 0 | 0 | 0
Individual Luminaire Addressable? | Yes | Yes | Yes | Yes | Yes | Yes | Yes | Yes | Yes | Yes | Yes | Yes | Yes | Yes | Yes | Yes | Yes | Yes | Yes | No | Yes | Yes | Yes | Yes | Yes | Yes | Yes | Yes | 0 | 0 | 0 | 0 | 0 | 0 | 0 | 0 | 0 | 0 | 0 | 0 | 0 | 0 | 0 | 0 | 0 | 0 | 0 | 0 | 0 | 0 | 0 | 0 | 0 | 0 | 0 | 0 | 0 | 0 | 0 | 0 | 0 | 0 | 0 | 0 | 0 | 0 | 0 | 0 | 0 | 0 | 0
Luminaire Level Lighting Control (LLLC) | No | No | Yes | Yes | Yes | No | No | No | Yes | No | Yes | Yes | Yes | Yes | No | No | Yes | No | No | Yes | Yes | Yes | Yes | Yes | No | No | No | No | 0 | 0 | 0 | 0 | 0 | 0 | 0 | 0 | 0 | 0 | 0 | 0 | 0 | 0 | 0 | 0 | 0 | 0 | 0 | 0 | 0 | 0 | 0 | 0 | 0 | 0 | 0 | 0 | 0 | 0 | 0 | 0 | 0 | 0 | 0 | 0 | 0 | 0 | 0 | 0 | 0 | 0 | 0
Continuous Dimming? | Yes | Yes | Yes | Yes | Yes | Yes | Yes | Yes | Yes | Yes | Yes | Yes | Yes | Yes | Yes | Yes | Yes | Yes | Yes | Yes | Yes | Yes | Yes | Yes | Yes | Yes | Yes | Yes | 0 | 0 | 0 | 0 | 0 | 0 | 0 | 0 | 0 | 0 | 0 | 0 | 0 | 0 | 0 | 0 | 0 | 0 | 0 | 0 | 0 | 0 | 0 | 0 | 0 | 0 | 0 | 0 | 0 | 0 | 0 | 0 | 0 | 0 | 0 | 0 | 0 | 0 | 0 | 0 | 0 | 0 | 0
Color Changing / Tuning? | No | No | No | No | No | No | No | No | No | Yes | Yes | No | No | No | No | Yes | Yes | No | No | No | Yes | Yes | Yes | Yes | No | Yes | No | Yes | 0 | 0 | 0 | 0 | 0 | 0 | 0 | 0 | 0 | 0 | 0 | 0 | 0 | 0 | 0 | 0 | 0 | 0 | 0 | 0 | 0 | 0 | 0 | 0 | 0 | 0 | 0 | 0 | 0 | 0 | 0 | 0 | 0 | 0 | 0 | 0 | 0 | 0 | 0 | 0 | 0 | 0 | 0
Control Persistence? | No | No | Yes | Yes | Yes | Yes | No | Yes | Yes | No | Yes | Yes | Yes | Yes | No | Yes | Yes | No | No | Yes | Yes | Yes | Yes | Yes | No | No | No | Yes | 0 | 0 | 0 | 0 | 0 | 0 | 0 | 0 | 0 | 0 | 0 | 0 | 0 | 0 | 0 | 0 | 0 | 0 | 0 | 0 | 0 | 0 | 0 | 0 | 0 | 0 | 0 | 0 | 0 | 0 | 0 | 0 | 0 | 0 | 0 | 0 | 0 | 0 | 0 | 0 | 0 | 0 | 0
Energy Monitor? | Yes | Yes | No | Yes | Yes | Yes | Yes | No | Yes | Yes | Yes | No | Yes | Yes | Yes | Yes | No | Yes | Yes | Yes | Yes | Yes | Yes | Yes | No | Yes | Yes | Yes | 0 | 0 | 0 | 0 | 0 | 0 | 0 | 0 | 0 | 0 | 0 | 0 | 0 | 0 | 0 | 0 | 0 | 0 | 0 | 0 | 0 | 0 | 0 | 0 | 0 | 0 | 0 | 0 | 0 | 0 | 0 | 0 | 0 | 0 | 0 | 0 | 0 | 0 | 0 | 0 | 0 | 0 | 0
Building Systems Integration? | Yes | Yes | No | Yes | No | Yes | Yes | Yes | No | Yes | Yes | No | Yes | Yes | Yes | Yes | No | Yes | Yes | No | Yes | Yes | Yes | Yes | Yes | Yes | Yes | Yes | 0 | 0 | 0 | 0 | 0 | 0 | 0 | 0 | 0 | 0 | 0 | 0 | 0 | 0 | 0 | 0 | 0 | 0 | 0 | 0 | 0 | 0 | 0 | 0 | 0 | 0 | 0 | 0 | 0 | 0 | 0 | 0 | 0 | 0 | 0 | 0 | 0 | 0 | 0 | 0 | 0 | 0 | 0
Remote Diagnostics? | Yes | Yes | Yes | Yes | Yes | Yes | Yes | No | No | Yes | Yes | No | Yes | Yes | Yes | Yes | No | Yes | Yes | Yes | Yes | Yes | Yes | Yes | No | Yes | Yes | Yes | 0 | 0 | 0 | 0 | 0 | 0 | 0 | 0 | 0 | 0 | 0 | 0 | 0 | 0 | 0 | 0 | 0 | 0 | 0 | 0 | 0 | 0 | 0 | 0 | 0 | 0 | 0 | 0 | 0 | 0 | 0 | 0 | 0 | 0 | 0 | 0 | 0 | 0 | 0 | 0 | 0 | 0 | 0
Emergency Lighting Documentation? | No | Yes | No | Yes | Yes | No | No | Yes | Yes | Yes | No | Yes | Yes | No | Yes | Yes | Yes | No | No | Yes | Yes | Yes | Yes | Yes | Yes | Yes | No | Yes | No | No | No | No | No | No | No | No | No | No | No | No | No | No | No | No | No | No | No | No | No | No | No | No | No | No | No | No | No | No | No | No | No | No | No | No | No | No | No | No | No | No | No

## Detailed Capability Data (hidden)
Company | Nedap N.V. | IDEAL INDUSTRIES, INC. | LG Electronics Inc. | Lutron Electronics Co Inc | Philips Lighting North America Corp (Rosemont) | Autani, LLC | Autani, LLC | EnOcean | Eaton | OSRAM SYLVANIA Inc. | Enlighted Inc | Acuity Brands | RAB Lighting | Magnum Energy Solutions | GE Lighting Solutions | Lutron | Cree, Inc. | Synapse Wireless | Synapse Wireless | Digital Lumens | Acuity Brands | Acuity Brands | Eaton | Eaton | OSRAM SYLVANIA Inc. | Crestron Electronics | Lunera | Wattstopper / Legrand | 0 | 0 | 0 | 0 | 0 | 0 | 0 | 0 | 0 | 0 | 0 | 0 | 0 | 0 | 0 | 0 | 0 | 0 | 0 | 0 | 0 | 0 | 0 | 0 | 0 | 0 | 0 | 0 | 0 | 0 | 0 | 0 | 0 | 0 | 0 | 0 | 0 | 0 | 0 | 0 | 0 | 0 | 0
Brand | Luxon | AUDACY® Advanced Wireless Solutions | LG SENSOR CONNECT | Vive Wireless Solutions | EasySense | Energy Center | Energy Center | EasyFit | WaveLinx | ENCELIUM | Enlighted | Acuity Controls | Lightcloud | Magnum OPUS | ControlScope | Quantum | SmartCast Wireless | SimplySNAP | SimplySNAP | Digital Lumens | Acuity Controls | Acuity Controls | LumaWatt Pro | LumaWatt Pro | OSRAM | Crestron DALI | Lunera | Wattstopper | 0 | 0 | 0 | 0 | 0 | 0 | 0 | 0 | 0 | 0 | 0 | 0 | 0 | 0 | 0 | 0 | 0 | 0 | 0 | 0 | 0 | 0 | 0 | 0 | 0 | 0 | 0 | 0 | 0 | 0 | 0 | 0 | 0 | 0 | 0 | 0 | 0 | 0 | 0 | 0 | 0 | 0 | 0
Name of Control System | Luxon | AUDACY® | LG SENSOR CONNECT | Vive Wireless Solutions | EasySense SNS200 Advanced Grouping | Energy Center | Energy Center | EasyFit | WaveLinx Wireless Connected Lighting | ENCELIUM® Enterprise Light Management System | IoT System | nLight AIR | Lightcloud | Magnum OPUS | ControlScope | Quantum | SmartCast Wireless | SimplySNAP Smart Lighting Solution | SimplySNAP Smart Lighting Solution | SiteWorx Tune | nLight | XPoint Wireless | IoT System | IoT System | ENCELIUM EDGE(TM) Standalone Wireless Light Management System | Crestron DALI | Lunera Ambient Compute | DLM | 0 | 0 | 0 | 0 | 0 | 0 | 0 | 0 | 0 | 0 | 0 | 0 | 0 | 0 | 0 | 0 | 0 | 0 | 0 | 0 | 0 | 0 | 0 | 0 | 0 | 0 | 0 | 0 | 0 | 0 | 0 | 0 | 0 | 0 | 0 | 0 | 0 | 0 | 0 | 0 | 0 | 0 | 0
Interior or Exterior? | Interior | Interior | Interior | Interior | Interior | Interior | Exterior | Exterior | Interior | Interior | Interior | Interior | Interior | Interior | Interior | Interior | Interior | Interior | Exterior | Interior | Interior | Interior | Interior | Exterior | Interior | Interior | Interior | Interior | Exterior | Exterior | Exterior | Exterior | Exterior | Exterior | Exterior | Exterior | Exterior | Exterior | Exterior | Exterior | Exterior | Exterior | Exterior | Exterior | Exterior | Exterior | Exterior | Exterior | Exterior | Exterior | Exterior | Exterior | Exterior | Exterior | Exterior | Exterior | Exterior | Exterior | Exterior | Exterior | Exterior | Exterior | Exterior | Exterior | Exterior | Exterior | Exterior | Exterior | Exterior | Exterior | Exterior
Technical Requirements Version? | V2.0 | V2.0 | V2.0 | V2.0 | V2.0 | V2.0 | V2.0 | V2.0 | V2.0 | V2.0 | V2.0 | V2.0 | V2.0 | V2.0 | V2.0 | V2.0 | V2.0 | V2.0 | V2.0 | V2.0 | V2.0 | V2.0 | V2.0 | V2.0 | V2.0 | V2.0 | V2.0 | V2.0 | V2.0 | V2.0 | V2.0 | V2.0 | V2.0 | V2.0 | V2.0 | V2.0 | V2.0 | V2.0 | V2.0 | V2.0 | V2.0 | V2.0 | V2.0 | V2.0 | V2.0 | V2.0 | V2.0 | V2.0 | V2.0 | V2.0 | V2.0 | V2.0 | V2.0 | V2.0 | V2.0 | V2.0 | V2.0 | V2.0 | V2.0 | V2.0 | V2.0 | V2.0 | V2.0 | V2.0 | V2.0 | V2.0 | V2.0 | V2.0 | V2.0 | V2.0
Network? | Yes | Yes | Yes | Yes | Yes | Yes | Yes | Yes | Yes | Yes | Yes | Yes | Yes | Yes | Yes | Yes | Yes | Yes | Yes | Yes | Yes | Yes | Yes | Yes | Yes | Yes | Yes | Yes | 0 | 0 | 0 | 0 | 0 | 0 | 0 | 0 | 0 | 0 | 0 | 0 | 0 | 0 | 0 | 0 | 0 | 0 | 0 | 0 | 0 | 0 | 0 | 0 | 0 | 0 | 0 | 0 | 0 | 0 | 0 | 0 | 0 | 0 | 0 | 0 | 0 | 0 | 0 | 0 | 0 | 0 | 0
Network Size Limitations | Maximum of: 200 devices per gateway, 99 gateways per network, 19800 devices per network, 19800 devices per on-premise system, unlimited devices per cloud system | Maximum of: 600 devices per gateway, No limit gateways per network, No limit devices per network, No limit devices per on-premise system, No limit devices per cloud system | Maximum of: 0 devices per gateway, 0 gateways per network, A Zone can accommodate up to 50 devices, which are assignable in up to 15 Groups. There is no limit to the number of Zones within Sensor Connect. devices per network, 0 devices per on-premise system, 0 devices per cloud system | Maximum of: 700 devices per gateway, 64 gateways per network, 44800 devices per network, 44800 devices per on-premise system, 0 devices per cloud system | Maximum of: 0 devices per gateway, 0 gateways per network, 45 devices per network, 0 devices per on-premise system, 0 devices per cloud system | Maximum of: 300+ devices per gateway, 1 gateways per network, 300+ devices per network, 300+ devices per on-premise system, 300+ devices per cloud system | Maximum of: 300+ devices per gateway, 1 gateways per network, 300+ devices per network, 300+ devices per on-premise system, 300+ devices per cloud system | Maximum of: NA devices per gateway, NA gateways per network, Dependent on Radio (100-300 ft). Only limited by radio range between devices devices per network, Dependent on Radio (100-300 ft). Only limited by radio range between devices devices per on-premise system, n/a devices per cloud system | Maximum of: 200 devices per gateway, Unlimited gateways per network, N/A devices per network, N/A devices per on-premise system, N/A devices per cloud system | Maximum of: 800 - Wired & 100 - Wireless devices per gateway, Unlimited gateways per network, Unlimited devices per network, Unlimited devices per on-premise system, 0 devices per cloud system | Maximum of: up to 125 devices per gateway, 1 gateways per network, up to 125 devices per network, up to 18,000 devices per on-premise system, Unlimited devices per cloud system | Maximum of: N/A devices per gateway, N/A gateways per network, Maximum of 128 devices or 50 devices per network depending upon which switch and sensor combination is used. devices per network, No Limit devices per on-premise system, N/A devices per cloud system | Maximum of: 200 devices per gateway, Any gateways per network, Any devices per network, Any devices per on-premise system, Any devices per cloud system | Maximum of: 128 devices per gateway, 0 gateways per network, 0 devices per network, infinite devices per on-premise system, 0 devices per cloud system | Maximum of: 100-200 depending on model devices per gateway, 100 (On Premise), 400 (BeMaaS) gateways per network, 10,000 (On Premise), 40,000 *BeMaaS) devices per network, 10000 devices per on-premise system, 40000 devices per cloud system | Maximum of: Up to 1,024 switch legs. devices per gateway, 2048 gateways per network, Up to 2,097,152 switch legs devices per network, Up to 2,097,152 switch legs devices per on-premise system, N/A devices per cloud system | Maximum of: NA devices per gateway, NA gateways per network, 250 devices per network, unlimited devices per on-premise system, N/A devices per cloud system | Maximum of: 1000 devices per gateway, 5 gateways per network, 1000 devices per network, 1000 devices per on-premise system, 0 devices per cloud system | Maximum of: 1000 devices per gateway, 5 gateways per network, 1000 devices per network, 1000 devices per on-premise system, 0 devices per cloud system | Maximum of: 50 devices per gateway, 50 gateways per network, 50 devices per network, Unlimited devices per on-premise system, Unlimited devices per cloud system | Maximum of: 750 devices per gateway, 50 gateways per network, See below. devices per network, 20000 devices per on-premise system, N/A devices per cloud system | Maximum of: 250 devices per gateway, 50 gateways per network, See below. devices per network, 20000 devices per on-premise system, N/A devices per cloud system | Maximum of: 125 devices per gateway, 1 gateways per network, 125 devices per network, 18000 devices per on-premise system, Unlimited devices per cloud system | Maximum of: 125 devices per gateway, 1 gateways per network, 125 devices per network, 18000 devices per on-premise system, Unlimited devices per cloud system | Maximum of: 100 devices per gateway, 1 gateways per network, 100 devices per network, 100 devices per on-premise system, N/A devices per cloud system | Maximum of: N/A devices per gateway, N/A gateways per network, 64 devices per network, N/A devices per on-premise system, N/A devices per cloud system | Maximum of: Limits determined by customer's wifi network infrastructure devices per gateway, Limits on # of gateways per network determined by customer's wifi network infrastructure gateways per network, Limits determined by customer's wifi network infrastructure devices per network, Limits determined by customer's wifi network infrastructure devices per on-premise system, Limits determined by customer's wifi network infrastructure devices per cloud system | Maximum of: 48 devices, 64 loads (room) devices per gateway, 40 wired or 40 wireless (bridges) gateways per network, 750 (LMSM-3E) or 1100 (LMSM-6E) devices per network, Unlimited (Supervisor) devices per on-premise system, 0 devices per cloud system | Maximum of: 0 devices per gateway, 0 gateways per network, 0 devices per network, 0 devices per on-premise system, 0 devices per cloud system | Maximum of: 0 devices per gateway, 0 gateways per network, 0 devices per network, 0 devices per on-premise system, 0 devices per cloud system | Maximum of: 0 devices per gateway, 0 gateways per network, 0 devices per network, 0 devices per on-premise system, 0 devices per cloud system | Maximum of: 0 devices per gateway, 0 gateways per network, 0 devices per network, 0 devices per on-premise system, 0 devices per cloud system | Maximum of: 0 devices per gateway, 0 gateways per network, 0 devices per network, 0 devices per on-premise system, 0 devices per cloud system | Maximum of: 0 devices per gateway, 0 gateways per network, 0 devices per network, 0 devices per on-premise system, 0 devices per cloud system | Maximum of: 0 devices per gateway, 0 gateways per network, 0 devices per network, 0 devices per on-premise system, 0 devices per cloud system | Maximum of: 0 devices per gateway, 0 gateways per network, 0 devices per network, 0 devices per on-premise system, 0 devices per cloud system | Maximum of: 0 devices per gateway, 0 gateways per network, 0 devices per network, 0 devices per on-premise system, 0 devices per cloud system | Maximum of: 0 devices per gateway, 0 gateways per network, 0 devices per network, 0 devices per on-premise system, 0 devices per cloud system | Maximum of: 0 devices per gateway, 0 gateways per network, 0 devices per network, 0 devices per on-premise system, 0 devices per cloud system | Maximum of: 0 devices per gateway, 0 gateways per network, 0 devices per network, 0 devices per on-premise system, 0 devices per cloud system | Maximum of: 0 devices per gateway, 0 gateways per network, 0 devices per network, 0 devices per on-premise system, 0 devices per cloud system | Maximum of: 0 devices per gateway, 0 gateways per network, 0 devices per network, 0 devices per on-premise system, 0 devices per cloud system | Maximum of: 0 devices per gateway, 0 gateways per network, 0 devices per network, 0 devices per on-premise system, 0 devices per cloud system | Maximum of: 0 devices per gateway, 0 gateways per network, 0 devices per network, 0 devices per on-premise system, 0 devices per cloud system | Maximum of: 0 devices per gateway, 0 gateways per network, 0 devices per network, 0 devices per on-premise system, 0 devices per cloud system | Maximum of: 0 devices per gateway, 0 gateways per network, 0 devices per network, 0 devices per on-premise system, 0 devices per cloud system | Maximum of: 0 devices per gateway, 0 gateways per network, 0 devices per network, 0 devices per on-premise system, 0 devices per cloud system | Maximum of: 0 devices per gateway, 0 gateways per network, 0 devices per network, 0 devices per on-premise system, 0 devices per cloud system | Maximum of: 0 devices per gateway, 0 gateways per network, 0 devices per network, 0 devices per on-premise system, 0 devices per cloud system | Maximum of: 0 devices per gateway, 0 gateways per network, 0 devices per network, 0 devices per on-premise system, 0 devices per cloud system | Maximum of: 0 devices per gateway, 0 gateways per network, 0 devices per network, 0 devices per on-premise system, 0 devices per cloud system | Maximum of: 0 devices per gateway, 0 gateways per network, 0 devices per network, 0 devices per on-premise system, 0 devices per cloud system | Maximum of: 0 devices per gateway, 0 gateways per network, 0 devices per network, 0 devices per on-premise system, 0 devices per cloud system | Maximum of: 0 devices per gateway, 0 gateways per network, 0 devices per network, 0 devices per on-premise system, 0 devices per cloud system | Maximum of: 0 devices per gateway, 0 gateways per network, 0 devices per network, 0 devices per on-premise system, 0 devices per cloud system | Maximum of: 0 devices per gateway, 0 gateways per network, 0 devices per network, 0 devices per on-premise system, 0 devices per cloud system | Maximum of: 0 devices per gateway, 0 gateways per network, 0 devices per network, 0 devices per on-premise system, 0 devices per cloud system | Maximum of: 0 devices per gateway, 0 gateways per network, 0 devices per network, 0 devices per on-premise system, 0 devices per cloud system | Maximum of: 0 devices per gateway, 0 gateways per network, 0 devices per network, 0 devices per on-premise system, 0 devices per cloud system | Maximum of: 0 devices per gateway, 0 gateways per network, 0 devices per network, 0 devices per on-premise system, 0 devices per cloud system | Maximum of: 0 devices per gateway, 0 gateways per network, 0 devices per network, 0 devices per on-premise system, 0 devices per cloud system | Maximum of: 0 devices per gateway, 0 gateways per network, 0 devices per network, 0 devices per on-premise system, 0 devices per cloud system | Maximum of: 0 devices per gateway, 0 gateways per network, 0 devices per network, 0 devices per on-premise system, 0 devices per cloud system | Maximum of: 0 devices per gateway, 0 gateways per network, 0 devices per network, 0 devices per on-premise system, 0 devices per cloud system | Maximum of: 0 devices per gateway, 0 gateways per network, 0 devices per network, 0 devices per on-premise system, 0 devices per cloud system | Maximum of: 0 devices per gateway, 0 gateways per network, 0 devices per network, 0 devices per on-premise system, 0 devices per cloud system | Maximum of: 0 devices per gateway, 0 gateways per network, 0 devices per network, 0 devices per on-premise system, 0 devices per cloud system | Maximum of: 0 devices per gateway, 0 gateways per network, 0 devices per network, 0 devices per on-premise system, 0 devices per cloud system | Maximum of: 0 devices per gateway, 0 gateways per network, 0 devices per network, 0 devices per on-premise system, 0 devices per cloud system | Maximum of: 0 devices per gateway, 0 gateways per network, 0 devices per network, 0 devices per on-premise system, 0 devices per cloud system | Maximum of: 0 devices per gateway, 0 gateways per network, 0 devices per network, 0 devices per on-premise system, 0 devices per cloud system
Max gateways per network | 99 | No limit | 0 | 64 | 0 | 1 | 1 | NA | Unlimited | Unlimited | 1 | N/A | Any | 0 | 100 (On Premise), 400 (BeMaaS) | 2048 | NA | 5 | 5 | 50 | 50 | 50 | 1 | 1 | 1 | N/A | Limits on # of gateways per network determined by customer's wifi network infrastructure | 40 wired or 40 wireless (bridges) | 0 | 0 | 0 | 0 | 0 | 0 | 0 | 0 | 0 | 0 | 0 | 0 | 0 | 0 | 0 | 0 | 0 | 0 | 0 | 0 | 0 | 0 | 0 | 0 | 0 | 0 | 0 | 0 | 0 | 0 | 0 | 0 | 0 | 0 | 0 | 0 | 0 | 0 | 0 | 0 | 0 | 0 | 0
Max devices per gateway | 200 | 600 | 0 | 700 | 0 | 300+ | 300+ | NA | 200 | 800 - Wired & 100 - Wireless | up to 125 | N/A | 200 | 128 | 100-200 depending on model | Up to 1,024 switch legs. | NA | 1000 | 1000 | 50 | 750 | 250 | 125 | 125 | 100 | N/A | Limits determined by customer's wifi network infrastructure | 48 devices, 64 loads (room) | 0 | 0 | 0 | 0 | 0 | 0 | 0 | 0 | 0 | 0 | 0 | 0 | 0 | 0 | 0 | 0 | 0 | 0 | 0 | 0 | 0 | 0 | 0 | 0 | 0 | 0 | 0 | 0 | 0 | 0 | 0 | 0 | 0 | 0 | 0 | 0 | 0 | 0 | 0 | 0 | 0 | 0 | 0
Max devices per network | 19800 | No limit | A Zone can accommodate up to 50 devices, which are assignable in up to 15 Groups. There is no limit to the number of Zones within Sensor Connect. | 44800 | 45 | 300+ | 300+ | Dependent on Radio (100-300 ft). Only limited by radio range between devices | N/A | Unlimited | up to 125 | Maximum of 128 devices or 50 devices per network depending upon which switch and sensor combination is used. | Any | 0 | 10,000 (On Premise), 40,000 *BeMaaS) | Up to 2,097,152 switch legs | 250 | 1000 | 1000 | 50 | See below. | See below. | 125 | 125 | 100 | 64 | Limits determined by customer's wifi network infrastructure | 750 (LMSM-3E) or 1100 (LMSM-6E) | 0 | 0 | 0 | 0 | 0 | 0 | 0 | 0 | 0 | 0 | 0 | 0 | 0 | 0 | 0 | 0 | 0 | 0 | 0 | 0 | 0 | 0 | 0 | 0 | 0 | 0 | 0 | 0 | 0 | 0 | 0 | 0 | 0 | 0 | 0 | 0 | 0 | 0 | 0 | 0 | 0 | 0 | 0
Max devices per on-premise system | 19800 | No limit | 0 | 44800 | 0 | 300+ | 300+ | Dependent on Radio (100-300 ft). Only limited by radio range between devices | N/A | Unlimited | up to 18,000 | No Limit | Any | infinite | 10000 | Up to 2,097,152 switch legs | unlimited | 1000 | 1000 | Unlimited | 20000 | 20000 | 18000 | 18000 | 100 | N/A | Limits determined by customer's wifi network infrastructure | Unlimited (Supervisor) | 0 | 0 | 0 | 0 | 0 | 0 | 0 | 0 | 0 | 0 | 0 | 0 | 0 | 0 | 0 | 0 | 0 | 0 | 0 | 0 | 0 | 0 | 0 | 0 | 0 | 0 | 0 | 0 | 0 | 0 | 0 | 0 | 0 | 0 | 0 | 0 | 0 | 0 | 0 | 0 | 0 | 0 | 0
Max devices per cloud system | unlimited | No limit | 0 | 0 | 0 | 300+ | 300+ | n/a | N/A | 0 | Unlimited | N/A | Any | 0 | 40000 | N/A | N/A | 0 | 0 | Unlimited | N/A | N/A | Unlimited | Unlimited | N/A | N/A | Limits determined by customer's wifi network infrastructure | 0 | 0 | 0 | 0 | 0 | 0 | 0 | 0 | 0 | 0 | 0 | 0 | 0 | 0 | 0 | 0 | 0 | 0 | 0 | 0 | 0 | 0 | 0 | 0 | 0 | 0 | 0 | 0 | 0 | 0 | 0 | 0 | 0 | 0 | 0 | 0 | 0 | 0 | 0 | 0 | 0 | 0 | 0 | 0
Distance Limitations | Maximum 131 ft between wireless nodes w interior obstructions, 300 ft between wireless nodes with clear line of sight, n.a. between wired nodes | Maximum 300 ft between wireless devices; can be extended with repeater mode between wireless nodes w interior obstructions, 1000 ft between wireless devices; can be extended with repeater mode between wireless nodes with clear line of sight, 0 between wired nodes | Maximum Distance between wireless nodes is 98ft for typical interior obstructions. between wireless nodes w interior obstructions, Distance between wireless nodes is 300ft for clear line of sight. between wireless nodes with clear line of sight, 0 between wired nodes | Maximum 30 feet for local fixture or zone controls, 71 feet to wireless hub between wireless nodes w interior obstructions, 60 feet for local fixture or zone controls, 71 feet to wireless hub between wireless nodes with clear line of sight, 330 ft (100 m) between wired nodes | Maximum 0 between wireless nodes w interior obstructions, 0 between wireless nodes with clear line of sight, 0 between wired nodes | Maximum 0 between wireless nodes w interior obstructions, WRC Nodes: 600 Feet AFC Nodes: 2000 Feet LG Nodes: 98 Feet WOFC Nodes: 2000 Feet EnOcean Nodes: 80 Feet between wireless nodes with clear line of sight, N/A between wired nodes | Maximum 0 between wireless nodes w interior obstructions, WOFC, & AFC Nodes: 2000 Feet, WRC Nodes: 600 Feet between wireless nodes with clear line of sight, N/A between wired nodes | Maximum 100 feet between wireless nodes w interior obstructions, 300 feet between wireless nodes with clear line of sight, n/a between wired nodes | Maximum 150 feet between wireless nodes w interior obstructions, 150 feet between wireless nodes with clear line of sight, N/A between wired nodes | Maximum Individual Components: Wireless Manager (WM)/Wireless Area Lighting Control (WALC) Module; Connected Lighting Module (CLM): 50’ through standard walls between wireless nodes w interior obstructions, Individual Components: Wireless Manager (WM)/Wireless Area Lighting Control (WALC) Module: 100 ft. line of sight, Connected Lighting Module (CLM)/Wireless Site Lighting Control Module (WSLC): 150’ line of sight between wireless nodes with clear line of sight, 2500 ft. between wired nodes | Maximum up to 150 feet between wireless nodes w interior obstructions, up to 150 feet between wireless nodes with clear line of sight, 300 feet between Gateway and PoE Switch between wired nodes | Maximum 600'-800' through obstruction depending on building construction. between wireless nodes w interior obstructions, Up to 1000' line of sight. between wireless nodes with clear line of sight, N/A between wired nodes | Maximum 100 between wireless nodes w interior obstructions, 1000 between wireless nodes with clear line of sight, N/A between wired nodes | Maximum 99 between wireless nodes w interior obstructions, 990 between wireless nodes with clear line of sight, NA between wired nodes | Maximum 100ft between wireless nodes w interior obstructions, 300ft between wireless nodes with clear line of sight, 300ft between wired nodes | Maximum 30 between wireless nodes w interior obstructions, 60 between wireless nodes with clear line of sight, 4000 between wired nodes | Maximum 30 between wireless nodes w interior obstructions, 300 between wireless nodes with clear line of sight, N/A between wired nodes | Maximum 300 feet between wireless nodes w interior obstructions, ~5,280 feet for outdoor antenna ~1,000 feet with indoor antenna between wireless nodes with clear line of sight, 0 between wired nodes | Maximum 300 feet between wireless nodes w interior obstructions, ~5,280 feet for outdoor antenna ~1,000 feet with indoor antenna between wireless nodes with clear line of sight, 0 between wired nodes | Maximum 50 between wireless nodes w interior obstructions, 50 between wireless nodes with clear line of sight, 328 between wired nodes | Maximum N/A between wireless nodes w interior obstructions, N/A between wireless nodes with clear line of sight, Maxiumum of 1500' of CAT5 cable in a single daisy-chain, even if only two devices (therefore max of 1500' of CAT5 cable between two nodes) between wired nodes | Maximum 30’ recommended spacing to/from enclosed XPoint Wireless device (e.g., controller internally mounted in luminaire). 60’ recommended spacing to/from un-enclosed XPoint Wireless device (e.g., sensor externally mounted to luminaire). Consult with factory to between wireless nodes w interior obstructions, Up to 1000' line of sight. between wireless nodes with clear line of sight, N/A between wired nodes | Maximum 150 feet between wireless nodes w interior obstructions, 150 feet between wireless nodes with clear line of sight, 300 feet between Gateway and PoE Switch between wired nodes | Maximum 150 feet between wireless nodes w interior obstructions, 150 feet between wireless nodes with clear line of sight, 300 feet between Gateway and PoE Switch between wired nodes | Maximum Individual Components: ENCELIUM EDGE Controller (EEC)/Wireless Area Lighting Control (WALC) Module/Wireless Plug Load (WPL) Module/Wireless Automnated Demand Response (WADR) Module: 50 ft. through standard walls; Connected Lighting Module (CLM): 50’ throu between wireless nodes w interior obstructions, Individual Components: SIMPLUX Controller (SC)/Wireless Area Lighting Control (WALC) Module/Wireless Plug Load (WPL) Module/Wireless Automnated Demand Response (WADR) Module: 100 ft. line of sight, Connected Lighting Module (CLM): 150’ line of sight between wireless nodes with clear line of sight, N/A between wired nodes | Maximum N/A between wireless nodes w interior obstructions, N/A between wireless nodes with clear line of sight, 1000' between wired nodes | Maximum 30ft for BLE; 150ft for wifi between wireless nodes w interior obstructions, 45ft for BLE; 180ft for wifi between wireless nodes with clear line of sight, N/A, everything is wireless between wired nodes | Maximum 100 between wireless nodes w interior obstructions, 100 between wireless nodes with clear line of sight, 150' per device, to 1,000' max between wired nodes | Maximum 0 between wireless nodes w interior obstructions, 0 between wireless nodes with clear line of sight, 0 between wired nodes | Maximum 0 between wireless nodes w interior obstructions, 0 between wireless nodes with clear line of sight, 0 between wired nodes | Maximum 0 between wireless nodes w interior obstructions, 0 between wireless nodes with clear line of sight, 0 between wired nodes | Maximum 0 between wireless nodes w interior obstructions, 0 between wireless nodes with clear line of sight, 0 between wired nodes | Maximum 0 between wireless nodes w interior obstructions, 0 between wireless nodes with clear line of sight, 0 between wired nodes | Maximum 0 between wireless nodes w interior obstructions, 0 between wireless nodes with clear line of sight, 0 between wired nodes | Maximum 0 between wireless nodes w interior obstructions, 0 between wireless nodes with clear line of sight, 0 between wired nodes | Maximum 0 between wireless nodes w interior obstructions, 0 between wireless nodes with clear line of sight, 0 between wired nodes | Maximum 0 between wireless nodes w interior obstructions, 0 between wireless nodes with clear line of sight, 0 between wired nodes | Maximum 0 between wireless nodes w interior obstructions, 0 between wireless nodes with clear line of sight, 0 between wired nodes | Maximum 0 between wireless nodes w interior obstructions, 0 between wireless nodes with clear line of sight, 0 between wired nodes | Maximum 0 between wireless nodes w interior obstructions, 0 between wireless nodes with clear line of sight, 0 between wired nodes | Maximum 0 between wireless nodes w interior obstructions, 0 between wireless nodes with clear line of sight, 0 between wired nodes | Maximum 0 between wireless nodes w interior obstructions, 0 between wireless nodes with clear line of sight, 0 between wired nodes | Maximum 0 between wireless nodes w interior obstructions, 0 between wireless nodes with clear line of sight, 0 between wired nodes | Maximum 0 between wireless nodes w interior obstructions, 0 between wireless nodes with clear line of sight, 0 between wired nodes | Maximum 0 between wireless nodes w interior obstructions, 0 between wireless nodes with clear line of sight, 0 between wired nodes | Maximum 0 between wireless nodes w interior obstructions, 0 between wireless nodes with clear line of sight, 0 between wired nodes | Maximum 0 between wireless nodes w interior obstructions, 0 between wireless nodes with clear line of sight, 0 between wired nodes | Maximum 0 between wireless nodes w interior obstructions, 0 between wireless nodes with clear line of sight, 0 between wired nodes | Maximum 0 between wireless nodes w interior obstructions, 0 between wireless nodes with clear line of sight, 0 between wired nodes | Maximum 0 between wireless nodes w interior obstructions, 0 between wireless nodes with clear line of sight, 0 between wired nodes | Maximum 0 between wireless nodes w interior obstructions, 0 between wireless nodes with clear line of sight, 0 between wired nodes | Maximum 0 between wireless nodes w interior obstructions, 0 between wireless nodes with clear line of sight, 0 between wired nodes | Maximum 0 between wireless nodes w interior obstructions, 0 between wireless nodes with clear line of sight, 0 between wired nodes | Maximum 0 between wireless nodes w interior obstructions, 0 between wireless nodes with clear line of sight, 0 between wired nodes | Maximum 0 between wireless nodes w interior obstructions, 0 between wireless nodes with clear line of sight, 0 between wired nodes | Maximum 0 between wireless nodes w interior obstructions, 0 between wireless nodes with clear line of sight, 0 between wired nodes | Maximum 0 between wireless nodes w interior obstructions, 0 between wireless nodes with clear line of sight, 0 between wired nodes | Maximum 0 between wireless nodes w interior obstructions, 0 between wireless nodes with clear line of sight, 0 between wired nodes | Maximum 0 between wireless nodes w interior obstructions, 0 between wireless nodes with clear line of sight, 0 between wired nodes | Maximum 0 between wireless nodes w interior obstructions, 0 between wireless nodes with clear line of sight, 0 between wired nodes | Maximum 0 between wireless nodes w interior obstructions, 0 between wireless nodes with clear line of sight, 0 between wired nodes | Maximum 0 between wireless nodes w interior obstructions, 0 between wireless nodes with clear line of sight, 0 between wired nodes | Maximum 0 between wireless nodes w interior obstructions, 0 between wireless nodes with clear line of sight, 0 between wired nodes | Maximum 0 between wireless nodes w interior obstructions, 0 between wireless nodes with clear line of sight, 0 between wired nodes | Maximum 0 between wireless nodes w interior obstructions, 0 between wireless nodes with clear line of sight, 0 between wired nodes | Maximum 0 between wireless nodes w interior obstructions, 0 between wireless nodes with clear line of sight, 0 between wired nodes | Maximum 0 between wireless nodes w interior obstructions, 0 between wireless nodes with clear line of sight, 0 between wired nodes | Maximum 0 between wireless nodes w interior obstructions, 0 between wireless nodes with clear line of sight, 0 between wired nodes | Maximum 0 between wireless nodes w interior obstructions, 0 between wireless nodes with clear line of sight, 0 between wired nodes | Maximum 0 between wireless nodes w interior obstructions, 0 between wireless nodes with clear line of sight, 0 between wired nodes | Maximum 0 between wireless nodes w interior obstructions, 0 between wireless nodes with clear line of sight, 0 between wired nodes
Max distance between nodes (typical interior or exterior obstructions, feet) | 131 ft | 300 ft between wireless devices; can be extended with repeater mode | Distance between wireless nodes is 98ft for typical interior obstructions. | 30 feet for local fixture or zone controls, 71 feet to wireless hub | 0 | 0 | 0 | 100 feet | 150 feet | Individual Components: Wireless Manager (WM)/Wireless Area Lighting Control (WALC) Module; Connected Lighting Module (CLM): 50’ through standard walls | up to 150 feet | 600'-800' through obstruction depending on building construction. | 100 | 99 | 100ft | 30 | 30 | 300 feet | 300 feet | 50 | N/A | 30’ recommended spacing to/from enclosed XPoint Wireless device (e.g., controller internally mounted in luminaire). 60’ recommended spacing to/from un-enclosed XPoint Wireless device (e.g., sensor externally mounted to luminaire). Consult with factory to | 150 feet | 150 feet | Individual Components: ENCELIUM EDGE Controller (EEC)/Wireless Area Lighting Control (WALC) Module/Wireless Plug Load (WPL) Module/Wireless Automnated Demand Response (WADR) Module: 50 ft. through standard walls; Connected Lighting Module (CLM): 50’ throu | N/A | 30ft for BLE; 150ft for wifi | 100 | 0 | 0 | 0 | 0 | 0 | 0 | 0 | 0 | 0 | 0 | 0 | 0 | 0 | 0 | 0 | 0 | 0 | 0 | 0 | 0 | 0 | 0 | 0 | 0 | 0 | 0 | 0 | 0 | 0 | 0 | 0 | 0 | 0 | 0 | 0 | 0 | 0 | 0 | 0 | 0 | 0 | 0 | 0
Max distance between nodes (clear line of sight, feet) | 300 ft | 1000 ft between wireless devices; can be extended with repeater mode | Distance between wireless nodes is 300ft for clear line of sight. | 60 feet for local fixture or zone controls, 71 feet to wireless hub | 0 | WRC Nodes: 600 Feet AFC Nodes: 2000 Feet LG Nodes: 98 Feet WOFC Nodes: 2000 Feet EnOcean Nodes: 80 Feet | WOFC, & AFC Nodes: 2000 Feet, WRC Nodes: 600 Feet | 300 feet | 150 feet | Individual Components: Wireless Manager (WM)/Wireless Area Lighting Control (WALC) Module: 100 ft. line of sight, Connected Lighting Module (CLM)/Wireless Site Lighting Control Module (WSLC): 150’ line of sight | up to 150 feet | Up to 1000' line of sight. | 1000 | 990 | 300ft | 60 | 300 | ~5,280 feet for outdoor antenna ~1,000 feet with indoor antenna | ~5,280 feet for outdoor antenna ~1,000 feet with indoor antenna | 50 | N/A | Up to 1000' line of sight. | 150 feet | 150 feet | Individual Components: SIMPLUX Controller (SC)/Wireless Area Lighting Control (WALC) Module/Wireless Plug Load (WPL) Module/Wireless Automnated Demand Response (WADR) Module: 100 ft. line of sight, Connected Lighting Module (CLM): 150’ line of sight | N/A | 45ft for BLE; 180ft for wifi | 100 | 0 | 0 | 0 | 0 | 0 | 0 | 0 | 0 | 0 | 0 | 0 | 0 | 0 | 0 | 0 | 0 | 0 | 0 | 0 | 0 | 0 | 0 | 0 | 0 | 0 | 0 | 0 | 0 | 0 | 0 | 0 | 0 | 0 | 0 | 0 | 0 | 0 | 0 | 0 | 0 | 0 | 0 | 0
Wired, Wireless,or Both | Wireless | Wireless | Wireless | Wireless | Wireless | Wired, Wireless | Wireless | Wireless | Wireless | Wired, Wireless | Wired, Wireless | Wireless | Wireless | Wired, Wireless | Wireless | Wired, Wireless | Wireless | Wireless | Wireless | Wireless | Wired | Wired, Wireless | Wired, Wireless | Wired, Wireless | Wired, Wireless | Wired | Wireless | Wired
Local Computer Server or Cloud-based Server Required? | Cloud Server | Local Server | No Server Required | No Server Required | No Server Required | No Server Required | No Server Required | No Server Required | No Server Required | Local Server | Local Server or Cloud Server | No Server Required | Cloud Server | No Server Required | Local Server or Cloud Server | Local Server | No Server Required | No Server Required | No Server Required | Local Server or Cloud Server | Local Server | Local Server | Local Server or Cloud Server | Local Server or Cloud Server | No Server Required | Local Server or Cloud Server | Cloud Server | No Server Required
Compliance with Standards | BACnet ISO 16484-5:2014 IP, DALI, Proprietary, | IEEE 802.15.4-2011, Proprietary, | AES-128 encryption, IEEE 802.15.4-2011, ZigBee HA Customized, | AES-128 encryption, BACnet ISO 16484-5:2014 IP, Proprietary, Wi-Fi IEEE 802.11, | AES-128 encryption, DALI2, IEEE 802.15.4-2011, Zigbee, | BACnet ISO 16484-5:2014 IP, enOcean ISO/IEC 14543-3-10:2012, IEEE 802.15.4-2011, Internet TCP/IP, Internet IPv4, Proprietary, Zigbee HA Home Automation, | BACnet ISO 16484-5:2014 IP, enOcean ISO/IEC 14543-3-10:2012, IEEE 802.15.4-2011, Internet TCP/IP, Internet IPv4, Proprietary, Zigbee HA Home Automation, | enOcean ISO/IEC 14543-3-10:2012, | AES-128 encryption, IEEE 802.15.4-2011, Wi-Fi IEEE 802.11, | AES-128 encryption, BACnet ISO 16484-5:2014 IP, DALI, Ethernet IEEE 802.3, IEEE 802.15.4-2011, Internet TCP/IP, Internet IPv4, Proprietary, Zigbee HA Home Automation, | AES-128 encryption, BACnet ISO 16484-5:2014 IP, BlueTooth BLE V4.0, Ethernet IEEE 802.3, IEEE 802.15.4-2011, Internet TCP/IP, Internet IPv4, | AES-128 encryption, BlueTooth BLE V4.0, IEEE 802.15.4-2011, Proprietary, | 3GPP, Internet TCP/IP, Internet IPv4, Proprietary, Zigbee 2.0, | BACnet ISO 16484-5:2014 IP, DALI, DALI2, enOcean ISO/IEC 14543-3-10:2012, Ethernet IEEE 802.3, IEEE 802.15.4-2011, Internet TCP/IP, Wi-Fi IEEE 802.11, | AES-128 encryption, BACnet ISO 16484-5:2014 IP, Ethernet IEEE 802.3, IEEE 802.15.4-2011, Internet TCP/IP, Zigbee HA Home Automation, MODBUS RS485, | BACnet ISO 16484-5:2014 IP, DALI, DALI2, Ethernet IEEE 802.3, Internet TCP/IP, Internet IPv4, Proprietary, | IEEE 802.15.4-2011, | AES-128 encryption, IEEE 802.15.4-2011, Proprietary, | AES-128 encryption, IEEE 802.15.4-2011, Proprietary, | AES-128 encryption, IEEE 802.15.4-2011, | BACnet ISO 16484-5:2014 IP, BACnet ISO 16484-5:2014 MS/TP, BlueTooth BLE V4.0, Ethernet IEEE 802.3, IEEE 802.15.4-2011, Internet TCP/IP, Internet IPv4, Proprietary, Wi-Fi IEEE 802.11, | AES-128 encryption, BACnet ISO 16484-5:2014 IP, BACnet ISO 16484-5:2014 MS/TP, Ethernet IEEE 802.3, IEEE 802.15.4-2011, Internet TCP/IP, Internet IPv4, Proprietary, Wi-Fi IEEE 802.11, | AES-128 encryption, BACnet ISO 16484-5:2014 IP, BlueTooth BLE V4.0, Ethernet IEEE 802.3, IEEE 802.15.4-2011, Internet TCP/IP, Internet IPv4, | AES-128 encryption, BACnet ISO 16484-5:2014 IP, BlueTooth BLE V4.0, Ethernet IEEE 802.3, IEEE 802.15.4-2011, Internet TCP/IP, Internet IPv4, | AES-128 encryption, IEEE 802.15.4-2011, Proprietary, Wi-Fi IEEE 802.11, Zigbee 2.0, Zigbee HA Home Automation, | BACnet ISO 16484-5:2014 IP, DALI, Internet TCP/IP, Internet IPv4, Internet IPv6, | AES-128 encryption, BlueTooth BLE V4.0, Wi-Fi IEEE 802.11, | AES-128 encryption, BACnet ISO 16484-5:2014 IP, BACnet ISO 16484-5:2014 MS/TP, Ethernet IEEE 802.3, IEEE 802.15.4-2011, Internet TCP/IP, Internet IPv4, Internet IPv6, Internet 6LoWPAN RFC 4944, Proprietary,
Tested and certified for compliance? | BACnet ISO 16484-5:2014 IP, DALI, | BACnet ISO 16484-5:2014 IP, BACnet ISO 16484-5:2014 MS/TP, BACnet ASC, | [5 empty] | EnOcean , |  | BACnet ISO 16484-5:2014 IP, Zigbee HA, |  |  |  | DALI, DALI2, | Zigbee HA, | BACnet ISO 16484-5:2014 IP, DALI, |  |  |  |  | BACnet ISO 16484-5:2014 IP, BACnet ISO 16484-5:2014 MS/TP, | BACnet ISO 16484-5:2014 IP, BACnet ISO 16484-5:2014 MS/TP, |  |  | Zigbee HA, |  |  | LMSM units are BTL Listed,
Occupancy Sensing? | Yes | Yes | Yes | Yes | Yes | Yes | Yes | Yes | Yes | Yes | Yes | Yes | Yes | Yes | Yes | Yes | Yes | Yes | Yes | Yes | Yes | Yes | Yes | Yes | Yes | Yes | Yes | Yes | 0 | 0 | 0 | 0 | 0 | 0 | 0 | 0 | 0 | 0 | 0 | 0 | 0 | 0 | 0 | 0 | 0 | 0 | 0 | 0 | 0 | 0 | 0 | 0 | 0 | 0 | 0 | 0 | 0 | 0 | 0 | 0 | 0 | 0 | 0 | 0 | 0 | 0 | 0 | 0 | 0 | 0 | 0
Vacancy Mode Option? (manual on, auto-off) | Yes | Yes | Yes | Yes | Yes | Yes | Yes | Yes | Yes | Yes | Yes | Yes | Yes | Yes | Yes | Yes | Yes | Yes | Yes | No | Yes | Yes | Yes | Yes | Yes | Yes | No | Yes | 0 | 0 | 0 | 0 | 0 | 0 | 0 | 0 | 0 | 0 | 0 | 0 | 0 | 0 | 0 | 0 | 0 | 0 | 0 | 0 | 0 | 0 | 0 | 0 | 0 | 0 | 0 | 0 | 0 | 0 | 0 | 0 | 0 | 0 | 0 | 0 | 0 | 0 | 0 | 0 | 0 | 0 | 0
Single Tech Sensor Types? | PIR, | PIR, | PIR, | PIR, Ultrasonic, | PIR, | PIR, | PIR, | PIR, | PIR, | Microphonic, PIR, Ultrasonic, multi-technology, | PIR, | PIR, | PIR, | PIR, | Ultrasonic, | PIR, | PIR, | PIR, SimplySNAP can interface with a variety of wired motion sensors, as long as the sensor can provide our controller with a 0-24V DC sensor output., | PIR, SimplySNAP can interface with a variety of wired motion sensors, as long as the sensor can provide our controller with a 0-24V DC sensor output., | PIR, | PIR, | PIR, | PIR, | PIR, | PIR, Ultrasonic, | PIR, Ultrasonic, | PIR, | PIR, Ultrasonic,
Dual Tech Sensor Types? | PIR, Ultrasonic, | PIR, Ultrasonic, |  | PIR, Ultrasonic, |  | PIR, Ultrasonic, |  |  |  | Microphonic, PIR, Ultrasonic, Microphonic & Ultrasound, |  |  | Microphonic, PIR, | PIR, | PIR, Ultrasonic, | PIR, Ultrasonic, |  | Microphonic, PIR, Ultrasonic, SimplySNAP can interface with a variety of wired motion sensors, as long as the sensor can provide our controller with a 0-24V DC sensor output., | PIR, SimplySNAP can interface with a variety of wired motion sensors, as long as the sensor can provide our controller with a 0-24V DC sensor output., |  | Microphonic, PIR, |  |  |  | Microphonic, PIR, Ultrasonic, | PIR, Ultrasonic, |  | PIR, Ultrasonic,
Standard Ceiling Height PIR Coverage/Mounting Options? | Ceiling, Corner, Corridor, | Ceiling, Corner, Wall, Wide-range, | Ceiling, | Ceiling, Corner, Corridor, Wall, | Ceiling, | Ceiling, Corridor, Wall, |  | Ceiling, Corner, Corridor, Wall, | Ceiling, | Ceiling, Corner, Corridor, | Ceiling, Corner, Corridor, Wall, | Ceiling, | Ceiling, | Ceiling, | Ceiling, Wall, | Ceiling, Corner, Corridor, Wall, | Ceiling, | Ceiling, Corner, Corridor, Wall, |  | Ceiling, | Ceiling, Corner, Corridor, Wall, Fixture Mount, | Ceiling, | Ceiling, Corner, Corridor, Wall, | Ceiling, Corner, Corridor, Wall, | Ceiling, Corner, Corridor, | Ceiling, | Ceiling, Wall, | Ceiling, Corner, Corridor, Wall,
High-Bay PIR Coverage/Mounting Options? | Ceiling, Corner, Corridor, | Ceiling, | Ceiling, | High bay ceiling with 3rd party wired sensor, |  | Ceiling, |  | Wall , Standard Height can mount on racks and communicate with high bay fixtures. Reference, |  | Ceiling, Corner, Corridor, | Ceiling, Corner, Corridor, Wall , |  | Ceiling, | Ceiling, | Ceiling, | Ceiling, | Ceiling, | Ceiling, Corridor, |  | Ceiling, | Ceiling, Corridor, | Ceiling, | Ceiling, Corner, Corridor, Wall , | Ceiling, Corner, Corridor, Wall , | Ceiling, Corner, Corridor, | Ceiling, |  | Ceiling,
Default Time Delay | 4 minutes | 30 minutes | 30 minutes | 15 minutes | 15 minutes | 20 minutes | 20 minutes | 15 minutes | 20 | 10 minutes for wired sensors & 5 minutes for wireless sensors (software adjustable) | Depends on Time of Day & Space (Between 1-20 Mins.) | 7.5 minutes after vacancy, the lights will dim to their dim level. After 2.5 more minutes of no activity, the lights will turn off. | 10 | 20 | Varies from 30sec to 10min depending on sensor model | 15 | 20 | 30 minutes | 30 minutes | 2 | 7.5 minutes idle time to dim, additional 2.5 minutes at minimum dim before turning off. | 5 minutes idle time to dim, additional 5 minutes slow ramp to reach dim level. Sensor does not turn off. | Depends on Time of Day & Space (Between 1-20 Mins.) | Depends on Time of Day & Space (Between 1-20 Mins.) | 5 minutes | 5m | 60 seconds | 20 | 0 | 0 | 0 | 0 | 0 | 0 | 0 | 0 | 0 | 0 | 0 | 0 | 0 | 0 | 0 | 0 | 0 | 0 | 0 | 0 | 0 | 0 | 0 | 0 | 0 | 0 | 0 | 0 | 0 | 0 | 0 | 0 | 0 | 0 | 0 | 0 | 0 | 0 | 0 | 0 | 0 | 0 | 0
Is time delay field adjustable? | Yes | Yes | Yes | Yes | Yes | Yes | Yes | Yes | Yes | Yes | Yes | Yes | Yes | Yes | Yes | Yes | Yes | Yes | Yes | Yes | Yes | Yes | Yes | Yes | Yes | Yes | Yes | Yes | 0 | 0 | 0 | 0 | 0 | 0 | 0 | 0 | 0 | 0 | 0 | 0 | 0 | 0 | 0 | 0 | 0 | 0 | 0 | 0 | 0 | 0 | 0 | 0 | 0 | 0 | 0 | 0 | 0 | 0 | 0 | 0 | 0 | 0 | 0 | 0 | 0 | 0 | 0 | 0 | 0 | 0 | 0
Set to dim level when unoccupied? | Yes | Yes | Yes | Yes | Yes | Yes | Yes | No | Yes | Yes | Yes | No | Yes | Yes | Yes | Yes | Yes | Yes | Yes | Yes | Yes | Yes | Yes | Yes | No | Yes | Yes | Yes | 0 | 0 | 0 | 0 | 0 | 0 | 0 | 0 | 0 | 0 | 0 | 0 | 0 | 0 | 0 | 0 | 0 | 0 | 0 | 0 | 0 | 0 | 0 | 0 | 0 | 0 | 0 | 0 | 0 | 0 | 0 | 0 | 0 | 0 | 0 | 0 | 0 | 0 | 0 | 0 | 0 | 0 | 0
Traffic Sensing? | No | No | No | No | No | Yes | Yes | No | No | Yes | Yes | No | Yes | Yes | No | No | No | No | Yes | No | No | No | No | Yes | No | No | No | No | 0 | 0 | 0 | 0 | 0 | 0 | 0 | 0 | 0 | 0 | 0 | 0 | 0 | 0 | 0 | 0 | 0 | 0 | 0 | 0 | 0 | 0 | 0 | 0 | 0 | 0 | 0 | 0 | 0 | 0 | 0 | 0 | 0 | 0 | 0 | 0 | 0 | 0 | 0 | 0 | 0 | 0 | 0
Modes of Detection? | [5 empty] | PIR, | PIR, |  |  | PIR, | PIR, |  |  | PIR, |  |  |  |  | PIR, |  |  |  |  | PIR,
Default Time Delay | [5 empty] | 20 | 20 |  |  | H/W time dalay depends on the sensor. Time delay is software adjustable. | Depends on Time of Day & Space (Between 1-20 Mins.) |  |  | 20 |  |  |  |  | 30 minutes |  |  |  | Depends on Time of Day & Space (Between 1-20 Mins.) | Depends on Time of Day & Space (Between 1-20 Mins.)
Is time delay field adjustable? | No | No | No | No | No | Yes | Yes | No | No | Yes | Yes | No | No | Yes | No | No | No | No | Yes | No | No | No | No | Yes | No | No | No | No | No | No | No | No | No | No | No | No | No | No | No | No | No | No | No | No | No | No | No | No | No | No | No | No | No | No | No | No | No | No | No | No | No | No | No | No | No | No | No | No | No | No | No
Set to dim level when unoccupied? | No | No | No | No | No | Yes | Yes | No | No | Yes | Yes | No | Yes | Yes | No | No | No | No | Yes | No | No | No | No | Yes | No | No | No | No | 0 | 0 | 0 | 0 | 0 | 0 | 0 | 0 | 0 | 0 | 0 | 0 | 0 | 0 | 0 | 0 | 0 | 0 | 0 | 0 | 0 | 0 | 0 | 0 | 0 | 0 | 0 | 0 | 0 | 0 | 0 | 0 | 0 | 0 | 0 | 0 | 0 | 0 | 0 | 0 | 0 | 0 | 0
Daylight Harvest (Interior)? | Yes | Yes | Yes | Yes | Yes | Yes | Yes | Yes | Yes | Yes | Yes | Yes | Yes | Yes | Yes | Yes | Yes | Yes | Yes | Yes | Yes | Yes | Yes | Yes | Yes | Yes | Yes | Yes | 0 | 0 | 0 | 0 | 0 | 0 | 0 | 0 | 0 | 0 | 0 | 0 | 0 | 0 | 0 | 0 | 0 | 0 | 0 | 0 | 0 | 0 | 0 | 0 | 0 | 0 | 0 | 0 | 0 | 0 | 0 | 0 | 0 | 0 | 0 | 0 | 0 | 0 | 0 | 0 | 0 | 0 | 0
Open-Loop, Closed-Loop, or Both? | Open loop | Closed loop | Closed loop | Open loop and Closed loop | Closed loop | Open loop and Closed loop | Open loop | Open loop | Closed loop | Open loop and Closed loop | Closed loop | Closed loop | Open loop and Closed loop | Closed loop | Open loop and Closed loop | Open loop and Closed loop | Closed loop | Open loop | Open loop | Closed loop | Open loop and Closed loop | Open loop and Closed loop | Closed loop | Closed loop | Closed loop | Open loop and Closed loop | Closed loop | Open loop and Closed loop
Shading systems integration? | No | No | No | No | No | No | No | Yes | No | Yes | No | No | No | No | Yes | Yes | No | No | No | No | Yes | No | No | No | No | Yes | No | Yes | 0 | 0 | 0 | 0 | 0 | 0 | 0 | 0 | 0 | 0 | 0 | 0 | 0 | 0 | 0 | 0 | 0 | 0 | 0 | 0 | 0 | 0 | 0 | 0 | 0 | 0 | 0 | 0 | 0 | 0 | 0 | 0 | 0 | 0 | 0 | 0 | 0 | 0 | 0 | 0 | 0 | 0 | 0
Can the photosensor sensitivity be adjusted? | No | No | No | Yes | Yes | No | No | Yes | Yes | Yes | Yes | Yes | Yes | Yes | No | Yes | No | Yes | Yes | Yes | Yes | Yes | Yes | Yes | Yes | Yes | No | Yes | 0 | 0 | 0 | 0 | 0 | 0 | 0 | 0 | 0 | 0 | 0 | 0 | 0 | 0 | 0 | 0 | 0 | 0 | 0 | 0 | 0 | 0 | 0 | 0 | 0 | 0 | 0 | 0 | 0 | 0 | 0 | 0 | 0 | 0 | 0 | 0 | 0 | 0 | 0 | 0 | 0 | 0 | 0
Light levels for daylight harvest stepped or continuously variable? | Stepped | Stepped | Continuously variable | Continuously variable | Continuously variable | Continuously variable | Continuously variable | Continuously variable | Continuously variable | Continuously variable | Continuously variable | Continuously variable | Continuously variable | Continuously variable | Continuously variable | Continuously variable | Continuously variable | Continuously variable | Continuously variable | Continuously variable | Continuously variable | Continuously variable | Continuously variable | Continuously variable | Continuously variable | Continuously variable | Continuously variable | Continuously variable | Stepped | Stepped | Stepped | Stepped | Stepped | Stepped | Stepped | Stepped | Stepped | Stepped | Stepped | Stepped | Stepped | Stepped | Stepped | Stepped | Stepped | Stepped | Stepped | Stepped | Stepped | Stepped | Stepped | Stepped | Stepped | Stepped | Stepped | Stepped | Stepped | Stepped | Stepped | Stepped | Stepped | Stepped | Stepped | Stepped | Stepped | Stepped | Stepped | Stepped | Stepped | Stepped | Stepped
If not continuously variable, how many steps? | 20 steps | 20 steps | 0 | 0 | 0 | 0 | 0 | 0 | 0 | N/A | 0 | 0 | 0 | 0 | 0 | NA | 0 | 0 | 0 | 0 | 0 | 0 | 0 | 0 | Not in steps | 0 | 0 | 0 | 0 | 0 | 0 | 0 | 0 | 0 | 0 | 0 | 0 | 0 | 0 | 0 | 0 | 0 | 0 | 0 | 0 | 0 | 0 | 0 | 0 | 0 | 0 | 0 | 0 | 0 | 0 | 0 | 0 | 0 | 0 | 0 | 0 | 0 | 0 | 0 | 0 | 0 | 0 | 0 | 0 | 0 | 0
Photocell Control (Exterior)? | Yes | Yes | Yes | Yes | Yes | Yes | Yes | Yes | Yes | Yes | Yes | Yes | Yes | Yes | Yes | Yes | Yes | Yes | Yes | Yes | Yes | Yes | Yes | Yes | Yes | Yes | Yes | Yes | 0 | 0 | 0 | 0 | 0 | 0 | 0 | 0 | 0 | 0 | 0 | 0 | 0 | 0 | 0 | 0 | 0 | 0 | 0 | 0 | 0 | 0 | 0 | 0 | 0 | 0 | 0 | 0 | 0 | 0 | 0 | 0 | 0 | 0 | 0 | 0 | 0 | 0 | 0 | 0 | 0 | 0 | 0
Available controller / interface for NEMA 5 or 7-pin ANSI C136.41 photocell socket? | No | No | No | No | No | Yes | Yes | No | No | Yes | No | No | No | No | No | No | No | No | Yes | No | No | No | No | No | No | No | No | No | 0 | 0 | 0 | 0 | 0 | 0 | 0 | 0 | 0 | 0 | 0 | 0 | 0 | 0 | 0 | 0 | 0 | 0 | 0 | 0 | 0 | 0 | 0 | 0 | 0 | 0 | 0 | 0 | 0 | 0 | 0 | 0 | 0 | 0 | 0 | 0 | 0 | 0 | 0 | 0 | 0 | 0 | 0
Photocell control dimmed or stepped? | Stepped | Stepped | Dimmed | Dimmed | Dimmed | Dimmed | Dimmed | Dimmed | Dimmed | Dimmed | Dimmed | Dimmed | Dimmed | Dimmed | Dimmed | Dimmed | Dimmed | Dimmed | Dimmed | Dimmed | Dimmed | Dimmed | Dimmed | Dimmed | Dimmed | Dimmed | Dimmed | Dimmed | Stepped | Stepped | Stepped | Stepped | Stepped | Stepped | Stepped | Stepped | Stepped | Stepped | Stepped | Stepped | Stepped | Stepped | Stepped | Stepped | Stepped | Stepped | Stepped | Stepped | Stepped | Stepped | Stepped | Stepped | Stepped | Stepped | Stepped | Stepped | Stepped | Stepped | Stepped | Stepped | Stepped | Stepped | Stepped | Stepped | Stepped | Stepped | Stepped | Stepped | Stepped | Stepped | Stepped
If not dimmed, how many steps? | 20 steps | 20 steps | 0 | 0 | 0 | 0 | 0 | 0 | 0 | N/A | 0 | 0 | 0 | 0 | 0 | NA | 0 | 0 | 0 | 0 | 0 | 0 | 0 | 0 | Not in steps | 0 | 0 | 0 | 0 | 0 | 0 | 0 | 0 | 0 | 0 | 0 | 0 | 0 | 0 | 0 | 0 | 0 | 0 | 0 | 0 | 0 | 0 | 0 | 0 | 0 | 0 | 0 | 0 | 0 | 0 | 0 | 0 | 0 | 0 | 0 | 0 | 0 | 0 | 0 | 0 | 0 | 0 | 0 | 0 | 0 | 0
High-End Trim? | Yes | Yes | Yes | Yes | Yes | Yes | Yes | Yes | Yes | Yes | Yes | Yes | Yes | Yes | Yes | Yes | Yes | Yes | Yes | Yes | Yes | Yes | Yes | Yes | Yes | Yes | Yes | Yes | 0 | 0 | 0 | 0 | 0 | 0 | 0 | 0 | 0 | 0 | 0 | 0 | 0 | 0 | 0 | 0 | 0 | 0 | 0 | 0 | 0 | 0 | 0 | 0 | 0 | 0 | 0 | 0 | 0 | 0 | 0 | 0 | 0 | 0 | 0 | 0 | 0 | 0 | 0 | 0 | 0 | 0 | 0
Minimum Setting? | 0.1 | 0.01 | Adjustable high-end trim from 10% to 100% | 0.55 | 0.05 | 0.01 | 0.01 | down to 0% | 99% includes both High and Low end trim | 0 | 0.01 | 1 | 1 | 0 | 0.01 | 0.55 | 0.5 | 1 | 1 | 0 | 1 | 1 | 0.01 | 0.01 | as low as 0% | Dependant on light fixture/driver | 0 | 0.01 | 0 | 0 | 0 | 0 | 0 | 0 | 0 | 0 | 0 | 0 | 0 | 0 | 0 | 0 | 0 | 0 | 0 | 0 | 0 | 0 | 0 | 0 | 0 | 0 | 0 | 0 | 0 | 0 | 0 | 0 | 0 | 0 | 0 | 0 | 0 | 0 | 0 | 0 | 0 | 0 | 0 | 0 | 0
Capability to Report High-End Trim Settings? | Yes | Yes | Yes | Yes | Yes | Yes | Yes | No | Yes | Yes | Yes | Yes | Yes | Yes | Yes | Yes | Yes | Yes | Yes | Yes | Yes | Yes | Yes | Yes | No | Yes | Yes | Yes | 0 | 0 | 0 | 0 | 0 | 0 | 0 | 0 | 0 | 0 | 0 | 0 | 0 | 0 | 0 | 0 | 0 | 0 | 0 | 0 | 0 | 0 | 0 | 0 | 0 | 0 | 0 | 0 | 0 | 0 | 0 | 0 | 0 | 0 | 0 | 0 | 0 | 0 | 0 | 0 | 0 | 0 | 0
Stepped or Continuously Variable? | Stepped | Continuously variable | Continuously variable | Continuously variable | Continuously variable | Continuously variable | Continuously variable | Continuously variable | Continuously variable | Continuously variable | Continuously variable | Continuously variable | Continuously variable | Continuously variable | Continuously variable | Continuously variable | Stepped | Continuously variable | Continuously variable | Continuously variable | Continuously variable | Continuously variable | Continuously variable | Continuously variable | Continuously variable | Continuously variable | Continuously variable | Continuously variable | Stepped | Stepped | Stepped | Stepped | Stepped | Stepped | Stepped | Stepped | Stepped | Stepped | Stepped | Stepped | Stepped | Stepped | Stepped | Stepped | Stepped | Stepped | Stepped | Stepped | Stepped | Stepped | Stepped | Stepped | Stepped | Stepped | Stepped | Stepped | Stepped | Stepped | Stepped | Stepped | Stepped | Stepped | Stepped | Stepped | Stepped | Stepped | Stepped | Stepped | Stepped | Stepped | Stepped
Default Setting | 1 | 1 | 0.8 | 1 | 1 | 100% for AFC 70% for WRC | 100% for AFC 70% for WRC | 1 | Construction 75%. After 90%. | No default value; Software configurable setting depends on the user preference and type of luminaire/application | 60-100%, varies by room/space profile template | 1 | 1 | 0.8 | 1 | 99% or lower (varies by load type) | 1 | 100 | 100 | 1 | 100% output at 9.1VDC ("EZ" devices), 100% output at 10VDC ("D" devices) | 100% output at 9.3VDC (adjustable per each control device) | 60-100%, varies by room/space profile template | 60-100%, varies by room/space profile template | No default value; Software configurable setting depends on the user preference and type of luminaire | 1 | 1 | 85% or 100% | 0 | 0 | 0 | 0 | 0 | 0 | 0 | 0 | 0 | 0 | 0 | 0 | 0 | 0 | 0 | 0 | 0 | 0 | 0 | 0 | 0 | 0 | 0 | 0 | 0 | 0 | 0 | 0 | 0 | 0 | 0 | 0 | 0 | 0 | 0 | 0 | 0 | 0 | 0 | 0 | 0 | 0 | 0
Schedul- ing? | Yes | Yes | Yes | Yes | No | Yes | Yes | No | Yes | Yes | Yes | No | Yes | Yes | Yes | Yes | No | Yes | Yes | Yes | Yes | Yes | Yes | Yes | Yes | Yes | Yes | Yes | 0 | 0 | 0 | 0 | 0 | 0 | 0 | 0 | 0 | 0 | 0 | 0 | 0 | 0 | 0 | 0 | 0 | 0 | 0 | 0 | 0 | 0 | 0 | 0 | 0 | 0 | 0 | 0 | 0 | 0 | 0 | 0 | 0 | 0 | 0 | 0 | 0 | 0 | 0 | 0 | 0 | 0 | 0
Astronomical time-clock? | No | Yes | No | Yes | No | Yes | Yes | No | No | Yes | Yes | No | Yes | No | No | Yes | No | Yes | Yes | No | Yes | Yes | Yes | Yes | No | Yes | No | Yes | 0 | 0 | 0 | 0 | 0 | 0 | 0 | 0 | 0 | 0 | 0 | 0 | 0 | 0 | 0 | 0 | 0 | 0 | 0 | 0 | 0 | 0 | 0 | 0 | 0 | 0 | 0 | 0 | 0 | 0 | 0 | 0 | 0 | 0 | 0 | 0 | 0 | 0 | 0 | 0 | 0 | 0 | 0
Holiday / Special Event Scheduling? | Yes | Yes | No | Yes | No | Yes | Yes | No | No | Yes | Yes | No | Yes | Yes | Yes | Yes | No | Yes | Yes | Yes | Yes | Yes | Yes | Yes | No | Yes | Yes | Yes | 0 | 0 | 0 | 0 | 0 | 0 | 0 | 0 | 0 | 0 | 0 | 0 | 0 | 0 | 0 | 0 | 0 | 0 | 0 | 0 | 0 | 0 | 0 | 0 | 0 | 0 | 0 | 0 | 0 | 0 | 0 | 0 | 0 | 0 | 0 | 0 | 0 | 0 | 0 | 0 | 0 | 0 | 0
How far ahead can events be scheduled? | 10 year | A year0 | A dayA week0 | A week, that can recur indefinitely | 0 | No limit0 | No limit0 | 0 | A dayeveryday, reoccuring | A dayA weekA yearNo limit0 | A dayA weekA yearNo limit0 | 0 | A dayA weekA yearNo limit0 | No limit0 | No limit0 | A dayA weekA yearNo limit0 | 0 | 5 Years | 5 Years | 0 | No limit0 | No limit0 | A dayA weekA yearNo limit0 | A dayA weekA yearNo limit0 | A week0 | No limit0 | No limit0 | No limit0
Local Schedule Override Switch? | Yes | Yes | Yes | Yes | No | Yes | Yes | No | Yes | Yes | Yes | No | Yes | Yes | Yes | Yes | No | No | No | No | Yes | Yes | Yes | Yes | Yes | Yes | Yes | Yes | 0 | 0 | 0 | 0 | 0 | 0 | 0 | 0 | 0 | 0 | 0 | 0 | 0 | 0 | 0 | 0 | 0 | 0 | 0 | 0 | 0 | 0 | 0 | 0 | 0 | 0 | 0 | 0 | 0 | 0 | 0 | 0 | 0 | 0 | 0 | 0 | 0 | 0 | 0 | 0 | 0 | 0 | 0
Layer scheduling with other strategies by timer or priority? | Yes | Yes | No | Yes | No | Yes | Yes | No | Yes | Yes | Yes | No | Yes | Yes | Yes | Yes | No | No | No | Yes | Yes | Yes | Yes | Yes | Yes | Yes | Yes | Yes | 0 | 0 | 0 | 0 | 0 | 0 | 0 | 0 | 0 | 0 | 0 | 0 | 0 | 0 | 0 | 0 | 0 | 0 | 0 | 0 | 0 | 0 | 0 | 0 | 0 | 0 | 0 | 0 | 0 | 0 | 0 | 0 | 0 | 0 | 0 | 0 | 0 | 0 | 0 | 0 | 0 | 0 | 0
Personal Control? | No | Yes | Yes | Yes | Yes | Yes | No | No | Yes | Yes | Yes | No | Yes | Yes | Yes | Yes | No | No | No | Yes | Yes | Yes | Yes | No | No | Yes | Yes | Yes | 0 | 0 | 0 | 0 | 0 | 0 | 0 | 0 | 0 | 0 | 0 | 0 | 0 | 0 | 0 | 0 | 0 | 0 | 0 | 0 | 0 | 0 | 0 | 0 | 0 | 0 | 0 | 0 | 0 | 0 | 0 | 0 | 0 | 0 | 0 | 0 | 0 | 0 | 0 | 0 | 0 | 0 | 0
Method of Control (interface) |  | App for IOS, Local wireless dimmer switch, Remote control w/o display, Web browser (Windows & IOS), | Local wireless dimmer switch, | Local wireless dimmer switch, Remote control w/o display, Web browser (Windows & IOS), | Local wireless dimmer switch, | Web browser (Windows & IOS), |  |  | App for Android, App for IOS, | Local wireless dimmer switch, Remote control with display, Web browser (Windows & IOS), Windows-based software program, | Local wireless dimmer switch, Web browser (Windows & IOS), |  | App for Android, App for IOS, Local wireless dimmer switch, Web browser (Windows & IOS), | App for Android, App for IOS, Local wireless dimmer switch, Windows-based software program, | Local wireless dimmer switch, Web browser (Windows & IOS), | Local wireless dimmer switch, Remote control w/o display, Web browser (Windows & IOS), |  |  |  | App for Android, App for IOS, Web browser (Windows & IOS), Windows-based software program, | App for IOS, Web browser (Windows & IOS), Windows-based software program, | App for IOS, Web browser (Windows & IOS), Windows-based software program, | Local wireless dimmer switch, |  |  | App for Android, App for IOS, Local wireless dimmer switch, Remote control w/o display, Remote control with display, Web browser (Windows & IOS), Windows-based software program, | App for Android, App for IOS, | Local wireless dimmer switch,
Can luminaires be grouped / zoned for personal control? | No | Yes | Yes | Yes | Yes | Yes | No | No | Yes | Yes | Yes | No | Yes | Yes | Yes | Yes | No | No | No | Yes | Yes | Yes | Yes | No | No | Yes | Yes | No | 0 | 0 | 0 | 0 | 0 | 0 | 0 | 0 | 0 | 0 | 0 | 0 | 0 | 0 | 0 | 0 | 0 | 0 | 0 | 0 | 0 | 0 | 0 | 0 | 0 | 0 | 0 | 0 | 0 | 0 | 0 | 0 | 0 | 0 | 0 | 0 | 0 | 0 | 0 | 0 | 0 | 0 | 0
Learn/adapt to a user's personal control preferences? | No | No | No | No | No | No | No | No | No | Yes | No | No | No | No | Yes | No | No | No | No | no | No | No | No | No | No | No | No | No | 0 | 0 | 0 | 0 | 0 | 0 | 0 | 0 | 0 | 0 | 0 | 0 | 0 | 0 | 0 | 0 | 0 | 0 | 0 | 0 | 0 | 0 | 0 | 0 | 0 | 0 | 0 | 0 | 0 | 0 | 0 | 0 | 0 | 0 | 0 | 0 | 0 | 0 | 0 | 0 | 0 | 0 | 0
Report Personal Control Settings? | No | Yes | No | Yes | No | Yes | No | No | Yes | Yes | No | No | Yes | Yes | Yes | Yes | No | No | No | Yes | No | No | No | No | No | Yes | No | No | 0 | 0 | 0 | 0 | 0 | 0 | 0 | 0 | 0 | 0 | 0 | 0 | 0 | 0 | 0 | 0 | 0 | 0 | 0 | 0 | 0 | 0 | 0 | 0 | 0 | 0 | 0 | 0 | 0 | 0 | 0 | 0 | 0 | 0 | 0 | 0 | 0 | 0 | 0 | 0 | 0 | 0 | 0
Demand Response? | Yes | Yes | No | Yes | No | Yes | Yes | No | Yes | Yes | Yes | No | Yes | Yes | Yes | Yes | No | No | No | No | Yes | Yes | Yes | Yes | Yes | No | Yes | Yes | 0 | 0 | 0 | 0 | 0 | 0 | 0 | 0 | 0 | 0 | 0 | 0 | 0 | 0 | 0 | 0 | 0 | 0 | 0 | 0 | 0 | 0 | 0 | 0 | 0 | 0 | 0 | 0 | 0 | 0 | 0 | 0 | 0 | 0 | 0 | 0 | 0 | 0 | 0 | 0 | 0 | 0 | 0
Responds to external signal? | Yes | Yes | No | Yes | No | No | No | No | No | Yes | Yes | No | Yes | Yes | Yes | Yes | No | No | No | No | Yes | Yes | Yes | Yes | Yes | No | Yes | Yes | 0 | 0 | 0 | 0 | 0 | 0 | 0 | 0 | 0 | 0 | 0 | 0 | 0 | 0 | 0 | 0 | 0 | 0 | 0 | 0 | 0 | 0 | 0 | 0 | 0 | 0 | 0 | 0 | 0 | 0 | 0 | 0 | 0 | 0 | 0 | 0 | 0 | 0 | 0 | 0 | 0 | 0 | 0
External signal type or method? | Dry contact, | OpenADR via internet, |  | BACnet, Dry contact, |  |  |  |  | mobile app, | BACnet, | BACnet, OpenADR via internet, |  | Via GUI or internet, | Venrgy software, | OpenADR via internet, | BACnet, Dry contact, Programmed digital switch, Third Party hardware and software, |  |  |  |  | BACnet, Dry contact, OpenADR via internet, Programmed digital switch, | BACnet, Dry contact, OpenADR via internet, Programmed digital switch, | BACnet, OpenADR via internet, | BACnet, OpenADR via internet, | Dry contact, |  | OpenADR via internet, | BACnet, Dry contact,
Does the system have the ability to report real-time power reduction? | No | No | No | No | No | Yes | Yes | No | No | Yes | Yes | No | Yes | No | No | Yes | No | No | No | No | Yes | Yes | Yes | Yes | No | No | No | Yes | 0 | 0 | 0 | 0 | 0 | 0 | 0 | 0 | 0 | 0 | 0 | 0 | 0 | 0 | 0 | 0 | 0 | 0 | 0 | 0 | 0 | 0 | 0 | 0 | 0 | 0 | 0 | 0 | 0 | 0 | 0 | 0 | 0 | 0 | 0 | 0 | 0 | 0 | 0 | 0 | 0 | 0 | 0
OpenADR Compliant? | No | Yes, Version(s) 2.0a, | No | No | No | No | No | No | No | No | Yes, Version(s) 1.0, 2.0a, 2.0b, | No | No | No | Yes, Version(s) 1.0, 2.0a, | No | No | No | No | No | Yes, Version(s) 2.0a, | Yes, Version(s) 2.0a, | Yes, Version(s) 1.0, 2.0a, 2.0b, | Yes, Version(s) 1.0, 2.0a, 2.0b, | No | No | Yes, Version(s) 2.0b, | Yes, Version(s) 1.0, | Yes, Version(s) | Yes, Version(s) | Yes, Version(s) | Yes, Version(s) | Yes, Version(s) | Yes, Version(s) | Yes, Version(s) | Yes, Version(s) | Yes, Version(s) | Yes, Version(s) | Yes, Version(s) | Yes, Version(s) | Yes, Version(s) | Yes, Version(s) | Yes, Version(s) | Yes, Version(s) | Yes, Version(s) | Yes, Version(s) | Yes, Version(s) | Yes, Version(s) | Yes, Version(s) | Yes, Version(s) | Yes, Version(s) | Yes, Version(s) | Yes, Version(s) | Yes, Version(s) | Yes, Version(s) | Yes, Version(s) | Yes, Version(s) | Yes, Version(s) | Yes, Version(s) | Yes, Version(s) | Yes, Version(s) | Yes, Version(s) | Yes, Version(s) | Yes, Version(s) | Yes, Version(s) | Yes, Version(s) | Yes, Version(s) | Yes, Version(s) | Yes, Version(s) | Yes, Version(s) | Yes, Version(s)
Certified for OpenADR Compliance? | No | Yes | No | No | No | No | No | No | No | No | Yes | No | No | No | Yes | No | No | No | No | No | No | No | Yes | Yes | No | No | Yes | No | 0 | 0 | 0 | 0 | 0 | 0 | 0 | 0 | 0 | 0 | 0 | 0 | 0 | 0 | 0 | 0 | 0 | 0 | 0 | 0 | 0 | 0 | 0 | 0 | 0 | 0 | 0 | 0 | 0 | 0 | 0 | 0 | 0 | 0 | 0 | 0 | 0 | 0 | 0 | 0 | 0 | 0 | 0
Plug Load Control? | No | Yes | No | Yes | No | Yes | Yes | No | Yes | Yes | Yes | No | Yes | Yes | Yes | Yes | No | No | No | No | Yes | Yes | Yes | Yes | Yes | Yes | No | Yes | 0 | 0 | 0 | 0 | 0 | 0 | 0 | 0 | 0 | 0 | 0 | 0 | 0 | 0 | 0 | 0 | 0 | 0 | 0 | 0 | 0 | 0 | 0 | 0 | 0 | 0 | 0 | 0 | 0 | 0 | 0 | 0 | 0 | 0 | 0 | 0 | 0 | 0 | 0 | 0 | 0 | 0 | 0
Method (Smart outlet or circuit level relay switch)? |  | Circuit level relay switch, |  | Smart outlet with integrated control, Circuit level relay switch, |  | Smart outlet with integrated control, | Smart outlet with integrated control, |  | Smart outlet with integrated control, Circuit level relay switch, | Circuit level relay switch, | Circuit level relay switch, |  | Circuit level relay switch, | Circuit level relay switch, | Smart outlet with integrated control, Circuit level relay switch, | Circuit level relay switch, |  |  |  |  | Circuit level relay switch, | Smart outlet with integrated control, Circuit level relay switch, | Circuit level relay switch, | Circuit level relay switch, | Circuit level relay switch, | Circuit level relay switch, |  | Smart outlet with integrated control, Circuit level relay switch,
Control Strategies |  | Occupancy, Personal control, Scheduling, Web/mobile interface, |  | BACnet signal, Demand response, Manual control, Occupancy, Personal control, Scheduling, Web/mobile interface, |  | Manual control, Occupancy, Personal control, Scheduling, Web/mobile interface, | Manual control, Occupancy, Personal control, Scheduling, Web/mobile interface, |  | Manual control, Occupancy, Personal control, Scheduling, Web/mobile interface, | Manual control, Occupancy, Personal control, Scheduling, Web/mobile interface, | Demand response, Manual control, Occupancy, Personal control, Scheduling, Web/mobile interface, |  | BACnet signal, Demand response, Manual control, Occupancy, Personal control, Scheduling, Web/mobile interface, | Manual control, Occupancy, Personal control, Scheduling, Web/mobile interface, | BACnet signal, Demand response, Manual control, Occupancy, Personal control, Scheduling, | BACnet signal, Manual control, Occupancy, Personal control, Scheduling, |  |  |  |  | BACnet signal, Demand response, Manual control, Occupancy, Personal control, Scheduling, Web/mobile interface, | BACnet signal, Demand response, Manual control, Occupancy, Personal control, Scheduling, Web/mobile interface, | Demand response, Manual control, Occupancy, Personal control, Scheduling, Web/mobile interface, | Demand response, Manual control, Occupancy, Scheduling, Web/mobile interface, | Manual control, Occupancy, Personal control, Scheduling, | BACnet signal, Demand response, Manual control, Occupancy, Personal control, Scheduling, Web/mobile interface, |  | BACnet signal, Demand response, Manual control, Occupancy, Scheduling, Web/mobile interface,
Color Changing / Tuning? | No | No | No | No | No | No | No | No | No | Yes | Yes | No | No | No | No | Yes | Yes | No | No | No | Yes | Yes | Yes | Yes | No | Yes | No | Yes | 0 | 0 | 0 | 0 | 0 | 0 | 0 | 0 | 0 | 0 | 0 | 0 | 0 | 0 | 0 | 0 | 0 | 0 | 0 | 0 | 0 | 0 | 0 | 0 | 0 | 0 | 0 | 0 | 0 | 0 | 0 | 0 | 0 | 0 | 0 | 0 | 0 | 0 | 0 | 0 | 0 | 0 | 0
Control Type | [9 empty] | CCT Control | CCT Control and Color Control |  |  |  |  | CCT Control and Color Control | CCT Control |  |  |  | CCT Control and Color Control | CCT Control | CCT Control and Color Control | CCT Control and Color Control |  | CCT Control and Color Control |  | CCT Control
Zoning? | Yes | Yes | Yes | Yes | Yes | Yes | Yes | Yes | Yes | Yes | Yes | Yes | Yes | Yes | Yes | Yes | Yes | Yes | Yes | Yes | Yes | Yes | Yes | Yes | Yes | Yes | Yes | Yes | 0 | 0 | 0 | 0 | 0 | 0 | 0 | 0 | 0 | 0 | 0 | 0 | 0 | 0 | 0 | 0 | 0 | 0 | 0 | 0 | 0 | 0 | 0 | 0 | 0 | 0 | 0 | 0 | 0 | 0 | 0 | 0 | 0 | 0 | 0 | 0 | 0 | 0 | 0 | 0 | 0 | 0 | 0
Individual Luminaire Address-ability? | Yes | Yes | Yes | Yes | Yes | Yes | Yes | Yes | Yes | Yes | Yes | Yes | Yes | Yes | Yes | Yes | Yes | Yes | Yes | No | Yes | Yes | Yes | Yes | Yes | Yes | Yes | Yes | 0 | 0 | 0 | 0 | 0 | 0 | 0 | 0 | 0 | 0 | 0 | 0 | 0 | 0 | 0 | 0 | 0 | 0 | 0 | 0 | 0 | 0 | 0 | 0 | 0 | 0 | 0 | 0 | 0 | 0 | 0 | 0 | 0 | 0 | 0 | 0 | 0 | 0 | 0 | 0 | 0 | 0 | 0
LLLC? | No | No | Yes | Yes | Yes | No | No | No | Yes | No | Yes | Yes | Yes | Yes | No | No | Yes | No | No | Yes | Yes | Yes | Yes | Yes | No | No | No | No | 0 | 0 | 0 | 0 | 0 | 0 | 0 | 0 | 0 | 0 | 0 | 0 | 0 | 0 | 0 | 0 | 0 | 0 | 0 | 0 | 0 | 0 | 0 | 0 | 0 | 0 | 0 | 0 | 0 | 0 | 0 | 0 | 0 | 0 | 0 | 0 | 0 | 0 | 0 | 0 | 0 | 0 | 0
What manufacturer(s) / luminaires are available with LLLC? |  | N/A | LG Luminiares and Retofit Kits with Sensor Connect Option (Performance Troffer ; Simple Choice Troffer ; Commercial Retrofit Downlight ; Performance High-Bay ; T8 Tube Retrofit Kit ; Retrofit Board & Driver Kit) | http://www.lutron.com/en-us/pages/hpfl/hpfl.aspx | Available from a growing list of manufacturers including but not limited to: Hubbell Lighting, ILP, Mercury Lighting, Philips Lighting |  |  |  | http://www.cooperindustries.com/content/public/en/lighting/brands/connected_systems/wavelinx.html Select a product, to see compatible luminaires | See below the list of OEMs for Network Interface embedded luminaires: Forum Inc., Focal Point LLC, Harris Aircarft Inc., Visa Lighting Corp, Renova Lighting Systes Inc., Energy Planning Associates Corp, Arrow Electron | Eaton/Cooper, Pinnacle Lighting, ILP, Finelite, Focal Point, Amerlux, Axis, Fluxwerx and several others. | Available in select Lithonia, Peerless, and Mark Architectural Lighting luminaires, for commercial indoor lighting applications. See this page for a list of luminaires available with nLight AIR: http://www.acuitybrands.com/products/controls/nlightair#50 | RAB /LCS Fixtures | ILP flat lens troffer; ILP VOLA; ILP Volumetric Troffer; Mercury LR and LM series; ESI LX, VH, DT and ME series; Orion ISON; APOLLO and HARRIS series; and others |  |  | ZR Series Troffers CR Series Troffers CS Linear Luminaires LN Linear Luminaires KR Downlights |  |  | Digital Lumens DLE, CLE, and ILE fixture families. | Available in select Lithonia, Gotham, Mark, Peerless, HealthCarem, Winona and Juno fixtures. See this page for a list of luminaires available with nLight embedded controls and sensors: http://www.acuitybrands.com/products/controls/nlight#6ebdd35f-32cf- | Available in select Lithonia and Holophane luminaires, for parking garage and high bay applications. Must use an XPoint option that includes occupancy and daylight sensing. See this page for a list of luminaires available with Xpoint Wireless sensors: ht | Eaton/Cooper(Metalux, Corelite) | Eaton/Cooper,McGraw-Edsion, Lumark, InVue, Streetworks
Continuous Dimming? | Yes | Yes | Yes | Yes | Yes | Yes | Yes | Yes | Yes | Yes | Yes | Yes | Yes | Yes | Yes | Yes | Yes | Yes | Yes | Yes | Yes | Yes | Yes | Yes | Yes | Yes | Yes | Yes | 0 | 0 | 0 | 0 | 0 | 0 | 0 | 0 | 0 | 0 | 0 | 0 | 0 | 0 | 0 | 0 | 0 | 0 | 0 | 0 | 0 | 0 | 0 | 0 | 0 | 0 | 0 | 0 | 0 | 0 | 0 | 0 | 0 | 0 | 0 | 0 | 0 | 0 | 0 | 0 | 0 | 0 | 0
Types of Dimming Control | DALI, 0-10V, | 0-10V, Forward Phase/Triac/ Magnetic Low Voltage (MLV)/Leading Edge, Reverse Phase/Electronic Low Voltage (ELV)/Trailing Edge, Other, | Zigbee, | 0-10V, Forward Phase/Triac/ Magnetic Low Voltage (MLV)/Leading Edge, Reverse Phase/Electronic Low Voltage (ELV)/Trailing Edge, Proprietary, | DALI, Zigbee, | 0-10V, | 0-10V, | 0-10V, | 0-10V, | DALI, 0-10V, Zigbee, Forward Phase/Triac/ Magnetic Low Voltage (MLV)/Leading Edge, Reverse Phase/Electronic Low Voltage (ELV)/Trailing Edge, Proprietary, | 0-10V, | Proprietary, | 0-10V, | DALI, 0-10V, | 0-10V, Zigbee, Forward Phase/Triac/ Magnetic Low Voltage (MLV)/Leading Edge, Reverse Phase/Electronic Low Voltage (ELV)/Trailing Edge, | DALI, DMX, 0-10V, Forward Phase/Triac/ Magnetic Low Voltage (MLV)/Leading Edge, Reverse Phase/Electronic Low Voltage (ELV)/Trailing Edge, Proprietary, | 0-10V, Proprietary, | 0-10V, | 0-10V, | DALI, 0-10V, Proprietary, | 0-10V, Forward Phase/Triac/ Magnetic Low Voltage (MLV)/Leading Edge, Reverse Phase/Electronic Low Voltage (ELV)/Trailing Edge, Proprietary, | 0-10V, | 0-10V, | 0-10V, | 0-10V, Zigbee, | DALI, 0-10V, Forward Phase/Triac/ Magnetic Low Voltage (MLV)/Leading Edge, Reverse Phase/Electronic Low Voltage (ELV)/Trailing Edge, | Other, | 0-10V, Forward Phase/Triac/ Magnetic Low Voltage (MLV)/Leading Edge, Reverse Phase/Electronic Low Voltage (ELV)/Trailing Edge, Proprietary,
What modes of operation provide continuous dimming? | Occupancy sensing, Daylight harvesting / photocell control, High-End Trim, | Occupancy sensing, High-End Trim, Personal Control, | Occupancy sensing, Daylight harvesting / photocell control, High-End Trim, Personal Control, | Occupancy sensing, Daylight harvesting / photocell control, High-End Trim, Personal Control, | Occupancy sensing, Daylight harvesting / photocell control, High-End Trim, Personal Control, | Occupancy sensing, Daylight harvesting / photocell control, High-End Trim, Personal Control, | Occupancy sensing, Daylight harvesting / photocell control, High-End Trim, | Occupancy sensing, Daylight harvesting / photocell control, High-End Trim, Personal Control, | Daylight harvesting / photocell control, Personal Control, | Occupancy sensing, Daylight harvesting / photocell control, High-End Trim, Personal Control, | Occupancy sensing, Daylight harvesting / photocell control, High-End Trim, Personal Control, | Occupancy sensing, Daylight harvesting / photocell control, High-End Trim, | Occupancy sensing, Daylight harvesting / photocell control, High-End Trim, Personal Control, | Occupancy sensing, Daylight harvesting / photocell control, Personal Control, | Occupancy sensing, Daylight harvesting / photocell control, High-End Trim, Personal Control, | Occupancy sensing, Daylight harvesting / photocell control, High-End Trim, Personal Control, | Occupancy sensing, Daylight harvesting / photocell control, | High-End Trim, | High-End Trim, | Occupancy sensing, Daylight harvesting / photocell control, High-End Trim, Personal Control, | Occupancy sensing, Daylight harvesting / photocell control, High-End Trim, Personal Control, | Occupancy sensing, Daylight harvesting / photocell control, High-End Trim, Personal Control, | Occupancy sensing, Daylight harvesting / photocell control, High-End Trim, Personal Control, | Occupancy sensing, Daylight harvesting / photocell control, High-End Trim, Personal Control, | Occupancy sensing, Daylight harvesting / photocell control, High-End Trim, | Occupancy sensing, Daylight harvesting / photocell control, High-End Trim, Personal Control, | Daylight harvesting / photocell control, High-End Trim, Personal Control, | Occupancy sensing, Daylight harvesting / photocell control, High-End Trim, Personal Control,
Dimming curves offered | Linear, | Linear, | Linear, | Linear, | Logarithmic, | Linear, | Linear, | Linear, | Linear, | Proprietary, | Linear, | Linear, Logarithmic, | Linear, Logarithmic, | Linear, Logarithmic, | Linear, | Linear, Logarithmic, | Linear, | Linear, | Linear, | Linear, | Linear, | Linear, | Linear, | Linear, | Proprietary, | Logarithmic, | Linear, | Linear,
Compliance with any dimming standards or protocols | IEC60929 Annex E (0-10V), | IEC60929 Annex E (0-10V), NEMA 410-2011 , | Zigbee, | IEC60929 Annex E (0-10V), NEMA 410-2011 , | DALI V2 IEC 62386, Zigbee, | IEC60929 Annex E (0-10V), | IEC60929 Annex E (0-10V), | IEC60929 Annex E (0-10V), | IEC60929 Annex E (0-10V), | DALI V1 IEC 62386, IEC60929 Annex E (0-10V), Zigbee, | ANSI C82.11-2011, ESTA E1.3, |  |  | DALI V2 IEC 62386, | IEC60929 Annex E (0-10V), Zigbee, | DALI V1 IEC 62386, DMX512, DMX512A, ESTA E1.3, IEC60929 Annex E (0-10V), NEMA 410-2011 , Other, | IEC60929 Annex E (0-10V), | IEC60929 Annex E (0-10V), NEMA 410-2015, | IEC60929 Annex E (0-10V), NEMA 410-2015, | IEEE PAR1789, | IEC60929 Annex E (0-10V), NEMA 410-2011 , | IEC60929 Annex E (0-10V), NEMA 410-2011 , | ANSI C82.11-2011, ESTA E1.3, | ANSI C82.11-2011, ESTA E1.3, | IEC60929 Annex E (0-10V), Zigbee, | DALI V1 IEC 62386, |  | ANSI C82.11-2011, IEC60929 Annex E (0-10V), NEMA 410-2015,
User Interface? | Web browser (Windows & IOS), | App for IOS, Remote control w/o display, Wall mounted control, Web browser (Windows & IOS), | App for Android, | Local pushbuttons or switches, Remote control w/o display, Wall mounted control, Web browser (Windows & IOS), | App for Android, | Local pushbuttons or switches, Remote control w/o display, Web browser (Windows & IOS), | Web browser (Windows & IOS), |  | App for Android, App for IOS, Wall mounted control, | Remote control with display, Wall mounted control, Web browser (Windows & IOS), Windows-based software program, | Local indicator lights, Local pushbuttons or switches, Wall mounted control, Web browser (Windows & IOS), | App for Android, App for IOS, Local indicator lights, | App for Android, App for IOS, Local indicator lights, Local pushbuttons or switches, Wall mounted control, Web browser (Windows & IOS), | App for Android, App for IOS, Local indicator lights, Local pushbuttons or switches, USB dongle for web browser or software, Wall mounted control, Windows-based software program, | Web browser (Windows & IOS), | App for IOS, Local indicator lights, Local pushbuttons or switches, Remote control w/o display, Wall mounted control, Web browser (Windows & IOS), Windows-based software program, | Remote control with display, | Local pushbuttons or switches, Wall mounted control, Web browser (Windows & IOS), | Local pushbuttons or switches, Wall mounted control, Web browser (Windows & IOS), | App for Android, App for IOS, Local indicator lights, Local pushbuttons or switches, USB dongle for web browser or software, Web browser (Windows & IOS), Windows-based software program, | App for Android, App for IOS, Local pushbuttons or switches, USB dongle for web browser or software, Wall mounted control, Web browser (Windows & IOS), Windows-based software program, | Web browser (Windows & IOS), Windows-based software program, | Local indicator lights, Local pushbuttons or switches, Wall mounted control, Web browser (Windows & IOS), | Local indicator lights, Local pushbuttons or switches, Wall mounted control, Web browser (Windows & IOS), | App for Android, App for IOS, Local indicator lights, Local pushbuttons or switches, Wall mounted control, | App for Android, App for IOS, Local pushbuttons or switches, Remote control w/o display, Remote control with display, Wall mounted control, Web browser (Windows & IOS), Windows-based software program, | App for Android, App for IOS, Web browser (Windows & IOS), | Local indicator lights, Local pushbuttons or switches, Remote control with display, USB dongle for web browser or software, Web browser (Windows & IOS), Windows-based software program,
Capability to Upload Floorplan? | Yes | Yes | No | No | No | Yes | Yes | No | No | Yes | Yes | No | No | Yes | Yes | Yes | No | Yes | Yes | Yes | Yes | Yes | Yes | Yes | No | Yes | Yes | No | 0 | 0 | 0 | 0 | 0 | 0 | 0 | 0 | 0 | 0 | 0 | 0 | 0 | 0 | 0 | 0 | 0 | 0 | 0 | 0 | 0 | 0 | 0 | 0 | 0 | 0 | 0 | 0 | 0 | 0 | 0 | 0 | 0 | 0 | 0 | 0 | 0 | 0 | 0 | 0 | 0 | 0 | 0
Two-way commun-ication? | Yes | Yes | Yes | Yes | Yes | Yes | Yes | No | Yes | Yes | Yes | Yes | Yes | No | Yes | Yes | Yes | Yes | Yes | Yes | Yes | Yes | Yes | Yes | Yes | No | No | Yes | 0 | 0 | 0 | 0 | 0 | 0 | 0 | 0 | 0 | 0 | 0 | 0 | 0 | 0 | 0 | 0 | 0 | 0 | 0 | 0 | 0 | 0 | 0 | 0 | 0 | 0 | 0 | 0 | 0 | 0 | 0 | 0 | 0 | 0 | 0 | 0 | 0 | 0 | 0 | 0 | 0 | 0 | 0
Ability to display existing system settings? | Yes | Yes | Yes | Yes | Yes | Yes | Yes | No | Yes | Yes | Yes | Yes | Yes | No | Yes | Yes | Yes | Yes | Yes | Yes | Yes | Yes | Yes | Yes | Yes | Yes | Yes | Yes | 0 | 0 | 0 | 0 | 0 | 0 | 0 | 0 | 0 | 0 | 0 | 0 | 0 | 0 | 0 | 0 | 0 | 0 | 0 | 0 | 0 | 0 | 0 | 0 | 0 | 0 | 0 | 0 | 0 | 0 | 0 | 0 | 0 | 0 | 0 | 0 | 0 | 0 | 0 | 0 | 0 | 0 | 0
Control Persistence? | No | No | Yes | Yes | Yes | Yes | No | Yes | Yes | No | Yes | Yes | Yes | Yes | No | Yes | Yes | No | No | Yes | Yes | Yes | Yes | Yes | No | No | No | Yes | 0 | 0 | 0 | 0 | 0 | 0 | 0 | 0 | 0 | 0 | 0 | 0 | 0 | 0 | 0 | 0 | 0 | 0 | 0 | 0 | 0 | 0 | 0 | 0 | 0 | 0 | 0 | 0 | 0 | 0 | 0 | 0 | 0 | 0 | 0 | 0 | 0 | 0 | 0 | 0 | 0 | 0 | 0
What control strategies function without connection or due to failure of connection to higher networked elements? |  | Local Manual Switch, | Occupancy sensing, Daylight harvesting, High end trim/ task tuning, | Occupancy sensing, Daylight harvesting, High end trim/ task tuning, Personal control, Local Manual Switch, | Occupancy sensing, Daylight harvesting, High end trim/ task tuning, Personal control, Local Manual Switch, | Occupancy sensing, Daylight harvesting, High end trim/ task tuning, Personal control, Local Manual Switch, |  | Occupancy sensing, Daylight harvesting, High end trim/ task tuning, Personal control, Local Manual Switch, | Occupancy sensing, Daylight harvesting, High end trim/ task tuning, |  | Occupancy sensing, Daylight harvesting, High end trim/ task tuning, Personal control, Local Manual Switch, | Occupancy sensing, Daylight harvesting, High end trim/ task tuning, Local Manual Switch, | Occupancy sensing, Daylight harvesting, High end trim/ task tuning, Personal control, Local Manual Switch, | Occupancy sensing, Daylight harvesting, High end trim/ task tuning, Local Manual Switch, |  | Occupancy sensing, Daylight harvesting, High end trim/ task tuning, Personal control, Local Manual Switch, | Occupancy sensing, Daylight harvesting, High end trim/ task tuning, |  |  | Occupancy sensing, Daylight harvesting, High end trim/ task tuning, | Occupancy sensing, Daylight harvesting, High end trim/ task tuning, Local Manual Switch, | Occupancy sensing, Daylight harvesting, High end trim/ task tuning, Local Manual Switch, | Occupancy sensing, Daylight harvesting, High end trim/ task tuning, Personal control, Local Manual Switch, | Occupancy sensing, Daylight harvesting, High end trim/ task tuning, Personal control, Local Manual Switch, |  |  |  | Occupancy sensing, Daylight harvesting, High end trim/ task tuning, Personal control, Local Manual Switch,
Energy Monitor? | Yes | Yes | No | Yes | Yes | Yes | Yes | No | Yes | Yes | Yes | No | Yes | Yes | Yes | Yes | No | Yes | Yes | Yes | Yes | Yes | Yes | Yes | No | Yes | Yes | Yes | 0 | 0 | 0 | 0 | 0 | 0 | 0 | 0 | 0 | 0 | 0 | 0 | 0 | 0 | 0 | 0 | 0 | 0 | 0 | 0 | 0 | 0 | 0 | 0 | 0 | 0 | 0 | 0 | 0 | 0 | 0 | 0 | 0 | 0 | 0 | 0 | 0 | 0 | 0 | 0 | 0 | 0 | 0
Energy Monitoring Method | On/off/dim status with wattage look up table, | On/off/dim status with wattage look up table, |  | True power meter (current and voltage), On/off/dim status with wattage look up table, On/off status with wattage look up table, Calculated power, | True power meter (current and voltage), | True power meter (current and voltage), On/off/dim status with wattage look up table, On/off status with wattage look up table, | True power meter (current and voltage), On/off/dim status with wattage look up table, On/off status with wattage look up table, |  | True power meter (current and voltage), On/off/dim status with wattage look up table, | Interpolation method that uses on/off/dim status, | True power meter (current and voltage), Current meter with nominal voltage, On/off/dim status with wattage look up table, On/off status with wattage look up table, |  | True power meter (current and voltage), On/off/dim status with wattage look up table, | True power meter (current and voltage), Current meter with nominal voltage, On/off/dim status with wattage look up table, On/off status with wattage look up table, | True power meter (current and voltage), Current meter with nominal voltage, On/off/dim status with wattage look up table, | On/off/dim status with wattage look up table, On/off status with wattage look up table, |  | True power meter (current and voltage), | True power meter (current and voltage), | True power meter (current and voltage), | True power meter (current and voltage), Current meter with nominal voltage, On/off/dim status with wattage look up table, On/off status with wattage look up table, | True power meter (current and voltage), | True power meter (current and voltage), Current meter with nominal voltage, On/off/dim status with wattage look up table, On/off status with wattage look up table, | True power meter (current and voltage), Current meter with nominal voltage, On/off/dim status with wattage look up table, On/off status with wattage look up table, |  | True power meter (current and voltage), Current meter with nominal voltage, On/off/dim status with wattage look up table, On/off status with wattage look up table, | On/off/dim status with wattage look up table, | True power meter (current and voltage), Current meter with nominal voltage, On/off/dim status with wattage look up table, On/off status with wattage look up table,
Standard Feature or Optional? | Standard Feature | Standard Feature | Standard Feature | Standard Feature | Optional | Optional | Optional | Standard Feature | Standard Feature | Standard Feature | Standard Feature | Standard Feature | Standard Feature | Standard Feature | Standard Feature | Standard Feature | Standard Feature | Standard Feature | Standard Feature | Standard Feature | Optional | Optional | Standard Feature | Standard Feature | Standard Feature | Optional | Optional | Optional | Optional | Optional | Optional | Optional | Optional | Optional | Optional | Optional | Optional | Optional | Optional | Optional | Optional | Optional | Optional | Optional | Optional | Optional | Optional | Optional | Optional | Optional | Optional | Optional | Optional | Optional | Optional | Optional | Optional | Optional | Optional | Optional | Optional | Optional | Optional | Optional | Optional | Optional | Optional | Optional | Optional | Optional | Optional
If metered, meter location? |  |  |  | Integral in control module at luminaire, | Integral in driver or ballast, | Circuit at electrical panel, Plugload sensor, | Circuit at electrical panel, Plugload sensor, |  | in relay or at receptacle, |  | Integral in control module at luminaire, Plugload sensor, |  | Integral in control module at luminaire, | Integral in driver or ballast, Integral in control module at luminaire, | Integral in control module at luminaire, Circuit at electrical panel, |  |  | Integral in control module at luminaire, | Integral in control module at luminaire, | Integral in driver or ballast, Integral in control module at luminaire, Integral in sensor module, | Integral in control module at luminaire, Circuit at electrical panel, | Integral in control module at luminaire, Integral in sensor module, Circuit at electrical panel, | Integral in control module at luminaire, Plugload sensor, | Integral in control module at luminaire, Plugload sensor, |  | Circuit at electrical panel, Inside the control device., |  | Integral to the Room Controller,
Meter Accuracy |  |  |  | 2% accuracy at NA% load and above | 0.04% accuracy at % load and above | [5 empty] | 0.02% accuracy at e.g. At energy levels of 30% and above, +2% Power at zone/luminaire, +2% Energy at room/area. At energy levels below 30%, +5% Power at zone/luminaire, +5% Energy at room/area. Sampled at 1 minute, aggregated to 15 minute intervals% load and above |  | 4% accuracy at % load and above |  | 0.02% accuracy at NA% load and above |  |  |  |  | 2% accuracy at % load and above | N/A% accuracy at N/A% load and above | N/A% accuracy at N/A% load and above | 0.02% accuracy at e.g. At energy levels of 30% and above, +2% Power at zone/luminaire, +2% Energy at room/area. At energy levels below 30%, +5% Power at zone/luminaire, +5% Energy at room/area. Sampled at 1 minute, aggregated to 15 minute intervals% load and above | 0.02% accuracy at e.g. At energy levels of 30% and above, +2% Power at zone/luminaire, +2% Energy at room/area. At energy levels below 30%, +5% Power at zone/luminaire, +5% Energy at room/area. Sampled at 1 minute, aggregated to 15 minute intervals% load and above |  | DATA NOT AVAILABLE% accuracy at DATA NOT AVAILABLE% load and above
Meter Sampling frequency | Sampled at Each state change is logged. seconds, aggregated to minute intervals | Sampled at Samples are gathered every 5 minutes (288 per day) and are averaged and reported every 24 hours seconds, aggregated to minute intervals |  |  | Sampled at 1 seconds, aggregated to Sampling interval 1 second. Running tally updated every 60 minutes. minute intervals | Sampled at 2520 S/s seconds, aggregated to 1 second intervals | Sampled at 2520 S/s seconds, aggregated to 1 second intervals | [5 empty] | Sampled at 0.125 seconds, aggregated to minute intervals |  | Sampled at 150 seconds, aggregated to 60 minute intervals | Sampled at Sampled on change or 600 seconds, whichever is less. seconds, aggregated to 60 minute intervals |  | Sampled at 900 seconds, aggregated to 15 minute intervals | Sampled at 900 seconds, aggregated to 15 minute intervals | Sampled at 900 seconds, aggregated to 15 minute intervals | Sampled at 12kHz seconds, aggregated to 5 second intervals | Sampled at 12kHz seconds, aggregated to 5 second intervals |  |  |  | Sampled at DATA NOT AVAILABLE seconds, aggregated to DATA NOT AVAILABLE second intervals | Sampled at 300 (5 minutes) seconds, aggregated to 1 hour (60 minutes) minute intervals | Sampled at 900 seconds (15 min) seconds, aggregated to minute intervals
How long is aggregated data available? | Energy usage / savings is stored into the cloud. Data is saved for at least 10 years. | Unlimited | 0 | Not Available | For as long as the system is functional (no practical limit) | 2 years | 2 years | 0 | Realtime, not historic record | Over a year | Up to 36 Months | 0 | Indefinitely | 0 | Hourly = 90 days / Daily = 3 years | No limit. | 0 | 2 weeks | 2 weeks | Indefinitely | Varies by interval type. 15-minute interval data: 60 days 1-hour interval data: > 1 year, typical up to 3 years (dependent on configuration & storage space) 24-hour interval data: >1 year, typical up to 10 years (dependent on configuration & storage spac | Varies by interval type. 15-minute interval data: 60 days 1-hour interval data: > 1 year, typical up to 3 years (dependent on configuration & storage space) 24-hour interval data: >1 year, typical up to 10 years (dependent on configuration & storage spac | Up to 36 Months | Up to 36 Months | 0 | DATA NOT AVAILABLE | 30 Days | 5 days in memory (LMSM) to Unlimited (LM-SUPERVISOR) | 0 | 0 | 0 | 0 | 0 | 0 | 0 | 0 | 0 | 0 | 0 | 0 | 0 | 0 | 0 | 0 | 0 | 0 | 0 | 0 | 0 | 0 | 0 | 0 | 0 | 0 | 0 | 0 | 0 | 0 | 0 | 0 | 0 | 0 | 0 | 0 | 0 | 0 | 0 | 0 | 0 | 0 | 0
What data is available for file download? | Energy , | Energy , |  | Energy , Luminaire % light output, Occupancy, Power, | Energy , Power, | Current , Energy , Line frequency , Power, Power, Apparent, Power, Real, Power, Reactive, Power factor, Voltage, | Current , Energy , Line frequency , Power, Power, Apparent, Power, Real, Power, Reactive, Power factor, Voltage, |  |  |  | Current , Energy , Luminaire % light output, Luminaire % power, Occupancy, Photosensor , Power, |  | Current , Line frequency , Power, Power factor, Voltage, | Energy , Power, | Energy , Luminaire % light output, Occupancy, | Energy , Occupancy, Photosensor , |  |  |  | Energy , Occupancy, | Energy , Luminaire % light output, Luminaire % power, Occupancy, Photosensor , Power, | Energy , Luminaire % light output, Luminaire % power, Occupancy, Photosensor , Power, | Current , Energy , Luminaire % light output, Luminaire % power, Occupancy, Photosensor , Power, | Current , Energy , Luminaire % light output, Luminaire % power, Occupancy, Photosensor , Power, |  | Current , Energy , Luminaire % light output, Luminaire % power, Occupancy, Photosensor , Power, Power, Apparent, Power, Real, Power, Reactive, Power factor, Voltage, | Power, | Power,
What data is available via an API? | Luminaire % power, Power, | Energy , | [8 empty] | Current , Energy , Luminaire % light output, Luminaire % power, Occupancy, Photosensor , Power, |  |  |  | Occupancy, |  |  | Current , Line frequency , Occupancy, Power, Apparent, Power, Real, Power, Reactive, Power factor, Voltage, | Current , Line frequency , Occupancy, Power, Apparent, Power, Real, Power, Reactive, Power factor, Voltage, |  | Current , Energy , Luminaire % light output, Occupancy, Photosensor , Power, Power, Apparent, Power, Real, Power, Reactive, Power factor, Voltage, | Current , Energy , Luminaire % light output, Luminaire % power, Occupancy, Photosensor , Power, Power, Apparent, Power, Real, Power, Reactive, Power factor, Voltage, | Current , Energy , Luminaire % light output, Luminaire % power, Occupancy, Photosensor , Power, | Current , Energy , Luminaire % light output, Luminaire % power, Occupancy, Photosensor , Power, |  |  | Photosensor , Power, | Luminaire % light output, Occupancy, Power,
Data export capability and format? | .PDF, BACnet, | CSV, |  | BACnet, |  | CSV, .PDF, BACnet, Niagara, | CSV, .PDF, BACnet, Niagara, |  |  | CSV, .PNG, | CSV, .PDF, BACnet, |  | CSV, | CSV, | CSV, .PDF, .PNG, Haystack, | CSV, BACnet, |  |  |  | CSV, | CSV, BACnet, | CSV, BACnet, | CSV, .PDF, BACnet, | CSV, .PDF, BACnet, |  | CSV, .PDF, .XLSX, BACnet, Niagara, | CSV, .PDF, | CSV, .PDF, .XLSX, BACnet,
Building Systems Integration? | Yes | Yes | No | Yes | No | Yes | Yes | Yes | No | Yes | Yes | No | Yes | Yes | Yes | Yes | No | Yes | Yes | No | Yes | Yes | Yes | Yes | Yes | Yes | Yes | Yes | 0 | 0 | 0 | 0 | 0 | 0 | 0 | 0 | 0 | 0 | 0 | 0 | 0 | 0 | 0 | 0 | 0 | 0 | 0 | 0 | 0 | 0 | 0 | 0 | 0 | 0 | 0 | 0 | 0 | 0 | 0 | 0 | 0 | 0 | 0 | 0 | 0 | 0 | 0 | 0 | 0 | 0 | 0
What other system(s)? | BMS (Building Management System), EMS (Energy Management System), | BMS (Building Management System), |  | BMS (Building Management System), EMS (Energy Management System), HVAC (Heating Ventilation Air Conditioning), Lighting, |  | BMS (Building Management System), EMS (Energy Management System), HVAC (Heating Ventilation Air Conditioning), Lighting, | BMS (Building Management System), EMS (Energy Management System), HVAC (Heating Ventilation Air Conditioning), Lighting, | BMS (Building Management System), HVAC (Heating Ventilation Air Conditioning), Lighting, |  | BMS (Building Management System), EMS (Energy Management System), HVAC (Heating Ventilation Air Conditioning), | BMS (Building Management System), EMS (Energy Management System), HVAC (Heating Ventilation Air Conditioning), Lighting, |  | BMS (Building Management System), EMS (Energy Management System), HVAC (Heating Ventilation Air Conditioning), Lighting, | BMS (Building Management System), HVAC (Heating Ventilation Air Conditioning), Lighting, | BMS (Building Management System), EMS (Energy Management System), HVAC (Heating Ventilation Air Conditioning), Lighting, | BMS (Building Management System), EMS (Energy Management System), HVAC (Heating Ventilation Air Conditioning), Lighting, Security system, |  | BMS (Building Management System), REST API for custom integration, | BMS (Building Management System), REST API for custom integration, |  | BMS (Building Management System), EMS (Energy Management System), HVAC (Heating Ventilation Air Conditioning), Lighting, Alarm, Fire, AutoDR, A/V, | BMS (Building Management System), EMS (Energy Management System), HVAC (Heating Ventilation Air Conditioning), Lighting, Alarm, Fire, AutoDR, | BMS (Building Management System), EMS (Energy Management System), HVAC (Heating Ventilation Air Conditioning), Lighting, | BMS (Building Management System), EMS (Energy Management System), HVAC (Heating Ventilation Air Conditioning), Lighting, | BMS (Building Management System), EMS (Energy Management System), HVAC (Heating Ventilation Air Conditioning), | BMS (Building Management System), HVAC (Heating Ventilation Air Conditioning), Lighting, | HVAC (Heating Ventilation Air Conditioning), | BMS (Building Management System), EMS (Energy Management System), HVAC (Heating Ventilation Air Conditioning),
Communication protocols supported | BACNet® /IP (ANSI SSPC 135), Ethernet, MODBUS® TCP/IP, | BACNet® /IP (ANSI SSPC 135), BACNet® /MSTP, Ethernet, LonWorks®/ RS-232, RS-485, Metasys®, MODBUS® / RS-232, RS-485, MODBUS® TCP/IP, OpenADR / Ethernet, |  | BACNet® /IP (ANSI SSPC 135), Contact closure, Ethernet, |  | BACNet® /IP (ANSI SSPC 135), NiagaraAX / Ethernet , | BACNet® /IP (ANSI SSPC 135), NiagaraAX / Ethernet , | BACNet® /IP (ANSI SSPC 135), BACNet® /MSTP, Contact closure, LonWorks®/ RS-232, RS-485, MODBUS® / RS-232, RS-485, MODBUS® TCP/IP, OpenADR / Ethernet, |  | BACNet® /IP (ANSI SSPC 135), Contact closure, Ethernet, NiagaraAX / Ethernet , ZigBee, | BACNet® /IP (ANSI SSPC 135), Bluetooth Low Energy, Contact closure, Ethernet, OpenADR / Ethernet, |  | BACNet® /IP (ANSI SSPC 135), Contact closure, Ethernet, LonWorks®/ RS-232, RS-485, MODBUS® / RS-232, RS-485, MODBUS® TCP/IP, | BACNet® /IP (ANSI SSPC 135), Ethernet, MODBUS® TCP/IP, | BACNet® /IP (ANSI SSPC 135), MODBUS® / RS-232, RS-485, | BACNet® /IP (ANSI SSPC 135), Contact closure, RS-232 Public integration protocol, Raw TCP also Public integration protocol., |  | BACNet® /IP (ANSI SSPC 135), BACNet® /MSTP, Contact closure, Ethernet, MODBUS® / RS-232, RS-485, MODBUS® TCP/IP, | BACNet® /IP (ANSI SSPC 135), BACNet® /MSTP, Contact closure, Ethernet, MODBUS® / RS-232, RS-485, MODBUS® TCP/IP, |  | BACNet® /IP (ANSI SSPC 135), BACNet® /MSTP, Contact closure, MODBUS® / RS-232, RS-485, OpenADR / Ethernet, | BACNet® /IP (ANSI SSPC 135), BACNet® /MSTP, Contact closure, NiagaraAX / Ethernet , OpenADR / Ethernet, | BACNet® /IP (ANSI SSPC 135), Bluetooth Low Energy, Contact closure, Ethernet, OpenADR / Ethernet, | BACNet® /IP (ANSI SSPC 135), Bluetooth Low Energy, Contact closure, Ethernet, OpenADR / Ethernet, | Contact closure, | BACNet® /IP (ANSI SSPC 135), BACNet® /MSTP, Ethernet, LonWorks®/ RS-232, RS-485, MODBUS® / RS-232, RS-485, MODBUS® TCP/IP, NiagaraAX / Ethernet , OpenADR / Ethernet, | Bluetooth Low Energy, OpenADR / Ethernet, Wi-Fi, | BACNet® /IP (ANSI SSPC 135), BACNet® /MSTP, Contact closure, NiagaraAX / Ethernet , RS232,
What data can be communicated with HVAC systems? |  | Light level, Occupancy status, |  | Energy usage, Light level, Loadshed status, Luminaire/power pack status, Occupancy status, User inputs, |  | Light level, Occupancy status, Operation and fan modes, Remote sensor data, Temperature set point , Thermostat status, | Light level, Occupancy status, Operation and fan modes, Remote sensor data, Temperature set point , Thermostat status, |  |  | Light level, Light schedule , Loadshed status, Occupancy status, | Occupancy status, |  | Luminaire/power pack status, Occupancy status, | Control strategy, Manual override status, Occupancy status, Operation and fan modes, Remote sensor data, Temperature set point , Thermostat status, User inputs, | Control strategy, Light level, Light schedule , Luminaire/power pack status, Manual override status, Occupancy status, Operation and fan modes, Remote sensor data, Thermostat status, | Energy usage, Light level, Light schedule , Loadshed status, Luminaire/power pack status, Occupancy status, Remote sensor data, User inputs, |  |  |  |  | Energy usage, Light level, Light schedule , Loadshed status, Luminaire/power pack status, Occupancy status, Remote sensor data, | Energy usage, Light level, Light schedule , Loadshed status, Luminaire/power pack status, Occupancy status, Remote sensor data, | Occupancy status, | Occupancy status, | Occupancy status, | Control strategy, Energy usage, Light level, Light schedule , Loadshed status, Luminaire/power pack status, Manual override status, Occupancy status, User inputs, | Control strategy, Occupancy status, Temperature set point , | Energy usage, Light level, Loadshed status, Luminaire/power pack status, Manual override status, Occupancy status,
API? | No | No | No | No | No | No | No | No | No | No | Yes | No | No | No | Yes | No | No | Yes | Yes | No | Yes | Yes | Yes | Yes | No | No | Yes | No | 0 | 0 | 0 | 0 | 0 | 0 | 0 | 0 | 0 | 0 | 0 | 0 | 0 | 0 | 0 | 0 | 0 | 0 | 0 | 0 | 0 | 0 | 0 | 0 | 0 | 0 | 0 | 0 | 0 | 0 | 0 | 0 | 0 | 0 | 0 | 0 | 0 | 0 | 0 | 0 | 0 | 0 | 0
Is the API available to 3rd party developers for connectivity to other systems? | No | No | No | No | No | No | No | No | No | No | Yes | No | No | No | Yes | No | No | Yes | Yes | No | Yes | Yes | Yes | Yes | No | No | Yes | No | 0 | 0 | 0 | 0 | 0 | 0 | 0 | 0 | 0 | 0 | 0 | 0 | 0 | 0 | 0 | 0 | 0 | 0 | 0 | 0 | 0 | 0 | 0 | 0 | 0 | 0 | 0 | 0 | 0 | 0 | 0 | 0 | 0 | 0 | 0 | 0 | 0 | 0 | 0 | 0 | 0 | 0 | 0
Open API or is an NDA required to access? | [10 empty] | Open API |  |  |  | NDA Required for 3rd Party Developers |  |  | NDA Required for both 3rd Party Developers and Customers | NDA Required for both 3rd Party Developers and Customers |  | Open API | Open API | Open API | Open API |  |  | NDA Required for both 3rd Party Developers and Customers
API compliance with standards? | [10 empty] | Java API, |  |  |  | Java API, OpenAPI, RESTful, |  |  | JSON via REST API, | JSON via REST API, |  | REST API, | REST API, | Java API, | Java API, |  |  | Java API, Go (Google API Platform),
Remote Diagnostics? | Yes | Yes | Yes | Yes | Yes | Yes | Yes | No | No | Yes | Yes | No | Yes | Yes | Yes | Yes | No | Yes | Yes | Yes | Yes | Yes | Yes | Yes | No | Yes | Yes | Yes | 0 | 0 | 0 | 0 | 0 | 0 | 0 | 0 | 0 | 0 | 0 | 0 | 0 | 0 | 0 | 0 | 0 | 0 | 0 | 0 | 0 | 0 | 0 | 0 | 0 | 0 | 0 | 0 | 0 | 0 | 0 | 0 | 0 | 0 | 0 | 0 | 0 | 0 | 0 | 0 | 0 | 0 | 0
What specific system characteristics can be monitored, diagnosed, and/or reported? | Communication Issues or faults, Network Latency, Network Signal Strength, Status: online/offline devices, Device errors, Component failures: lamp, ballast, driver, light bar, etc., | Battery Level or Remaining Battery Life of wireless switches/sensors, Communication Issues or faults, Status: online/offline devices, Device errors, | Battery Level or Remaining Battery Life of wireless switches/sensors, Communication Issues or faults, Status: online/offline devices, Device errors, | low battery, lost communication, | Component failures: lamp, ballast, driver, light bar, etc., Remaining life: Lamp, Ballast, Driver, light far, etc., | Communication Issues or faults, Network Signal Strength, Status: online/offline devices, Device errors, User Defined, | Communication Issues or faults, Network Signal Strength, Status: online/offline devices, Device errors, User Defined, |  |  | Battery Level or Remaining Battery Life of wireless switches/sensors, Communication Issues or faults, Network Latency, Network Signal Strength, Status: online/offline devices, Device errors, Component failures: lamp, ballast, driver, light bar, etc., Remaining life: Lamp, Ballast, Driver, light far, etc., | Battery Level or Remaining Battery Life of wireless switches/sensors, Communication Issues or faults, Status: online/offline devices, Component failures: lamp, ballast, driver, light bar, etc., |  | Communication Issues or faults, Network Signal Strength, Status: online/offline devices, Device errors, Component failures: lamp, ballast, driver, light bar, etc., | Battery Level or Remaining Battery Life of wireless switches/sensors, Communication Issues or faults, Network Latency, Network Signal Strength, Status: online/offline devices, Device errors, | Battery Level or Remaining Battery Life of wireless switches/sensors, Communication Issues or faults, Status: online/offline devices, Device errors, Component failures: lamp, ballast, driver, light bar, etc., | Communication Issues or faults, Status: online/offline devices, Device errors, Component failures: lamp, ballast, driver, light bar, etc., Remaining life: Lamp, Ballast, Driver, light far, etc., Low Battery Warning, Low Hard Disk Space, Load Shed Status, |  | Communication Issues or faults, Network Signal Strength, Status: online/offline devices, Device errors, Component failures: lamp, ballast, driver, light bar, etc., | Communication Issues or faults, Network Signal Strength, Status: online/offline devices, Device errors, Component failures: lamp, ballast, driver, light bar, etc., | Communication Issues or faults, Status: online/offline devices, Device errors, Component failures: lamp, ballast, driver, light bar, etc., | Communication Issues or faults, Status: online/offline devices, Device errors, | Communication Issues or faults, Status: online/offline devices, Device errors, | Battery Level or Remaining Battery Life of wireless switches/sensors, Communication Issues or faults, Status: online/offline devices, Component failures: lamp, ballast, driver, light bar, etc., | Battery Level or Remaining Battery Life of wireless switches/sensors, Communication Issues or faults, Status: online/offline devices, Component failures: lamp, ballast, driver, light bar, etc., |  | Battery Level or Remaining Battery Life of wireless switches/sensors, Communication Issues or faults, Network Latency, Network Signal Strength, Status: online/offline devices, Device errors, Component failures: lamp, ballast, driver, light bar, etc., All DALI/Network Failures, | Battery Level or Remaining Battery Life of wireless switches/sensors, Communication Issues or faults, Network Signal Strength, Status: online/offline devices, Device errors, | Communication Issues or faults, Network Signal Strength, Status: online/offline devices,
What mechanisms are provided to alert system problems or failures? | Email notifications, GUI alerts, GUI map of offline devices, | Email notifications, GUI alerts, | Blinking local LED status lights, GUI diagnostic page, | Blinking local LED status lights, |  | Email notifications, GUI alerts, GUI map of offline devices, | Email notifications, GUI alerts, GUI map of offline devices, |  |  | Blinking local LED status lights, Email notifications, GUI alerts, GUI map of offline devices, GUI diagnostic page, Outage reports, | Blinking local LED status lights, Email notifications, GUI map of offline devices, Outage reports, |  | Blinking local LED status lights, Email notifications, GUI alerts, GUI diagnostic page, | Blinking LED luminaire, Email notifications, GUI alerts, GUI map of offline devices, | Email notifications, GUI alerts, Outage reports, | Email notifications, GUI alerts, GUI map of offline devices, GUI diagnostic page, Outage reports, |  | Email notifications, GUI alerts, GUI map of offline devices, GUI diagnostic page, | Email notifications, GUI alerts, GUI map of offline devices, GUI diagnostic page, | Blinking local LED status lights, GUI alerts, GUI map of offline devices, GUI diagnostic page, | Blinking LED luminaire, Blinking local LED status lights, GUI alerts, GUI map of offline devices, GUI diagnostic page, | GUI alerts, GUI map of offline devices, GUI diagnostic page, | Blinking local LED status lights, Email notifications, GUI map of offline devices, Outage reports, | Blinking local LED status lights, Email notifications, GUI map of offline devices, Outage reports, |  | Email notifications, GUI alerts, GUI map of offline devices, GUI diagnostic page, Outage reports, | GUI alerts, GUI diagnostic page, | Outage reports,
Emergency Lighting Integration? | 0 | 0 | 0 | 0 | 0 | 0 | 0 | 0 | 0 | 0 | 0 | 0 | 0 | 0 | 0 | 0 | 0 | 0 | 0 | 0 | 0 | 0 | 0 | 0 | 0 | 0 | 0 | 0 | 0 | 0 | 0 | 0 | 0 | 0 | 0 | 0 | 0 | 0 | 0 | 0 | 0 | 0 | 0 | 0 | 0 | 0 | 0 | 0 | 0 | 0 | 0 | 0 | 0 | 0 | 0 | 0 | 0 | 0 | 0 | 0 | 0 | 0 | 0 | 0 | 0 | 0 | 0 | 0 | 0 | 0 | 0
On-luminaire battery backup |  | By request at http://www.audacywireless.com/contact-us.aspx |  | http://www.lutron.com/TechnicalDocumentLibrary/ApNote106.pdf | Yes |  |  | Yes, with 3rd party hardware | Available on request | Yes |  | Yes, via normal distributed control devices for nLight AIR integrated luminaires. Wiring diagrams available upon request from Acuity Tech Support | Yes, request at xxx |  | These systems are parallel and there is no interaction that needs documented | 20 - Emergency Lighting App Note | Yes |  |  | https://www.digitallumens.com/resources/documentation/#dle | Yes, via normal distributed control devices. | Yes, via normal distributed control devices. |  |  | Yes | N/A
Emergency Power Source switched at luminaire |  |  |  | http://www.lutron.com/TechnicalDocumentLibrary/ApNote106.pdf | Yes |  |  | Yes, with 3rd party hardware | Available on request |  |  | Yes, must be wired using and additional UL924 device that is a special shunt relay to override control during emergency conditions. | Yes, request at xxx |  | !!REQUEST CLARIRICATION DURING REVIEW!! | 20 - Emergency Lighting App Note |  |  |  |  | Yes, via UL924 listed control devices. | Yes, via UL924 listed control devices. |  |  |  | GLA-ESR is catalog number for LVS EPC-D-F
Emergency Power Source switched at central location |  | By request at http://www.audacywireless.com/contact-us.aspx |  | http://www.lutron.com/TechnicalDocumentLibrary/ApNote106.pdf | Yes |  |  |  | Available on request | Yes |  | Yes, using "nightlight" configuration where the control is set to never turn off. The "Dim to %" must be programmed to the minimum lumen output requireed to maintain adequate egress lighting during emergency power conditions. | No |  | Yes | 20 - Emergency Lighting App Note |  |  |  |  | Yes, via UL924 listed power pack and relay panel. | Yes, via UL924 listed relay panel, when used as part of an nLight system. | Contact_Closure_Spec_Sheet.pdf available from Eaton.com/lumawattpro | Contact_Closure_Spec_Sheet.pdf available from eaton.com/lumawattpro | Yes | GLS-PLS |  | https://www.legrand.us/wattstopper/lighting-control-panel-systems/emergency-lighting-control/elcu-200.aspx
Automatic testing and generation of life-safety compliance reports? | No | No | No | No | No | No | No | No | No | No | No | No | No | No | No | Yes | No | No | No | No | No | No | No | No | No | No | No | No | 0 | 0 | 0 | 0 | 0 | 0 | 0 | 0 | 0 | 0 | 0 | 0 | 0 | 0 | 0 | 0 | 0 | 0 | 0 | 0 | 0 | 0 | 0 | 0 | 0 | 0 | 0 | 0 | 0 | 0 | 0 | 0 | 0 | 0 | 0 | 0 | 0 | 0 | 0 | 0 | 0 | 0 | 0
Start-up and Configuration Party | (1) installation contractor with less than 1 day of training , (3) factory-trained installation contractor with 1 day or more factory training , | (3) factory-trained installation contractor with 1 day or more factory training , | Installation contractors with more than 1 days of training, | (1) installation contractor with less than 1 day of training , (2) installation contractor with less than 1 day of training, working with remote personnel at factory, (3) factory-trained installation contractor with 1 day or more factory training , (4) factory representative on-site , Factory representative remote start-up, | (1) installation contractor with less than 1 day of training , | (2) installation contractor with less than 1 day of training, working with remote personnel at factory, (3) factory-trained installation contractor with 1 day or more factory training , (4) factory representative on-site , | (2) installation contractor with less than 1 day of training, working with remote personnel at factory, (3) factory-trained installation contractor with 1 day or more factory training , (4) factory representative on-site , |  | (1) installation contractor with less than 1 day of training , (3) factory-trained installation contractor with 1 day or more factory training , Tier 1 training is 4 hours. WaveLinx Certified Technician is 3 days, available for trouble-shooting., | (3) factory-trained installation contractor with 1 day or more factory training , (4) factory representative on-site , | (4) factory representative on-site , | (1) installation contractor with less than 1 day of training , | (1) installation contractor with less than 1 day of training , #1 onsite working with RAB Customer Service at HQ, | (1) installation contractor with less than 1 day of training , (4) factory representative on-site , | (3) factory-trained installation contractor with 1 day or more factory training , | (4) factory representative on-site , | (1) installation contractor with less than 1 day of training , | (3) factory-trained installation contractor with 1 day or more factory training , | (3) factory-trained installation contractor with 1 day or more factory training , |  | (4) factory representative on-site , | (4) factory representative on-site , | (4) factory representative on-site , | (4) factory representative on-site , | (1) installation contractor with less than 1 day of training , | (2) installation contractor with less than 1 day of training, working with remote personnel at factory, (3) factory-trained installation contractor with 1 day or more factory training , (4) factory representative on-site , | (1) installation contractor with less than 1 day of training , installation contractor with less than 1 day of training; plus remote personnel at factory before and after installation, | (3) factory-trained installation contractor with 1 day or more factory training ,
Optional URL for System Security information | Available by request at ttps://en.nedap-luxon.com/contact/ | 0 | 0 | http://www.lutron.com/TechnicalDocumentLibrary/Vive_Security_Statement.pdf | 0 | 0 | 0 | 0 | http://www.cooperindustries.com/content/dam/public/lighting/products/documents/control_systems/technical_information/SB503021EN-WaveLinx-Wireless-Security-Statement-FAQ-tis.pdf | Document Number 14 will be updated with this information | 0 | http://www.acuitybrands.com/-/media/Files/Acuity/Products/Controls/nLight%20Air/nLight%20AIR%20FAQs%20FINAL%20pdf.pdf?la=en | Lightcloud Sites are 100% secured against intrusion, using industry-standard AES-128 bit encryption. | 0 | http://www.daintree.net/resources/zigbee-security/ | 0 | 0 | #REF! | #REF! | 0 | http://www.acuitybrands.com/-/media/Files/Acuity/Products/Controls/nLight/nLight%20System%20Backbone%20IT%20Information%20%2020160505%201%20pdf.pdf?la=en | http://www.acuitybrands.com/-/media/Files/Acuity/Products/Controls/nLight/nLight%20System%20Backbone%20IT%20Information%20%2020160505%201%20pdf.pdf?la=en | 0 | 0 | 0 | 0 | https://www.lunera.com/wp-content/uploads/2017/11/lunera-iot-infrastructure-security-brief-111617.pdf | 0 | 0 | 0 | 0 | 0 | 0 | 0 | 0 | 0 | 0 | 0 | 0 | 0 | 0 | 0 | 0 | 0 | 0 | 0 | 0 | 0 | 0 | 0 | 0 | 0 | 0 | 0 | 0 | 0 | 0 | 0 | 0 | 0 | 0 | 0 | 0 | 0 | 0 | 0 | 0 | 0 | 0 | 0 | 0

## RawSummary (hidden)
System Name | RAB Lightcloud | Enlighted | Eaton LumaWatt PRO | Nedap Luxon | Acuity nLight | OSRAM ENCELIUM | Philips SpaceWise | Cree SmartCast | GE Daintree | Acuity nLight Air | Ideal Audacy | Acuity Xpoint Wireless | Lutron Vive | Digital Lumens LightRules | Lutron Quantum | Philips EasySense | Autani Energy Center | Crestron DALI | Magnum OPUS
Topic
Company: | RAB Lighting | Enlighted Inc | Eaton | Nedap N.V | Acuity Brands | OSRAM SYLVANIA Inc. | Philips Lighting | Cree, Inc. | Daintree Networks, Current powered by GE | Acuity Brands | IDEAL INDUSTRIES, INC. | Acuity Brands | Lutron Electronics | Digital Lumens | Lutron Electronics | Philips Lighting North America Corp (Rosemont) | Autani, LLC | Crestron Electronics | Magnum Energy Solutions, LLC
Brand: | Lightcloud | Enlighted | LumaWatt Pro | Luxon | Acuity Controls | ENCELIUM | SpaceWise | SmartCast® Technology | Controlscope | Acuity Controls | Audacy® Advanced Wireless Solutions | Acuity Controls | Vive™ | Digital Lumens | Quantum | EasySense | Energy Center | Crestron Electronics | Magnum Energy Solutions
Website: | lightcloud.com | www.enlightedinc.com | www.eaton.com/lighting | www.nedap.com | http://www.acuitybrands.com/products/controls/nlight | www.osram-america.com/encelium | http://www.usa.lighting.philips.com | http://lighting.cree.com/ | www.daintree.net | http://www.acuitybrands.com/products/controls/nlightair | www.audacywireless.com | http://www.acuitybrands.com/products/controls/xpoint-wireless | www.lutron.com/vive | www.digitallumens.com | www.lutron.com | www.philips.com/easysense | www.autani.com | www.crestron.com | magnumes.com
Contact Name: | Jason Oliver | Joseph Bullock | Bob Smith, PE | Thomas Lang | Steven Roe | Chuck Piccrillo | Anthony Serres | Jonathan Vollers | Aniket Malvankar | Mark Phillips | Stephanie Zapfel | Alex Do | Craig Casey | Daniel Petrillo | Craig Casey | Primary: Sree Venkit and Alternate Chacko T Oommen | David Johnson | Andrew Gross | Matt Mazzola
Phone: | 844.LIGHTCLOUD | 408-623-6069 | 770-486-4555 | 18448763327 | 570-561-8194 | (978) 570-3425 | 202 412 6143 | 919.407.4077 | 650 316 8395 | 404.314.9527 | 815-901-5337 | 510-845-2760 | (484) 695-4203 | 617-723-1200 | (484) 695-4203 | (847) 390-5070, Alternate (847) 390-5242 | 443-320-2233 x7114 | 2017449534 | 330-935-4648
Email: | jason.oliver@rabweb.com | joseph.bullock@enlightedinc.com | bobsmith@eaton.com | info@nedap-luxon.us | steven.roe@acuitybrands.com | Charles.Piccirillo@osram.com | anthony.serres@philips.com | jon_vollers@cree.com | aniket.malvankar@ge.com | mark.phillips@acuitybrands.com | stephanie.zapfel@idealindustries.com | alex.do@acuitybrands.com | ccasey@lutron.com | dpetrillo@digitallumens.com | ccasey@lutron.com | Primary: sree.venkit@philips.com, Alternate: chacko.oommen@philips.com | david.johnson@autani.com | agross@crestron.com | m.mazzola@magnumes.com
General System Information
Name of Control System being submitted: (The primary product and marketing name for the whole system; not detailed names of particular system components) | Lightcloud | Enlighted | LumaWatt Pro | Luxon | nLight® | ENCELIUM | SpaceWise | SmartCast® Technology | Controlscope | nLight Air® | Audacy® Advanced Wireless Solutions | XPoint Wireless | Vive™ wireless | Lightrules | Quantum Total Light Management | EasySense Advanced Grouping SNS200 | Energy Center | Crestron DALI | Magnum OPUS
Scope/Scale of System: | Room level solution; Whole building level solution; Enterprise solution | Room level solution; Whole building level solution; Enterprise solution | Room level solution; Whole building level solution; Enterprise solution | Room level solution; Whole building level solution; Enterprise solution | Room level solution; Whole building level solution; Enterprise solution | Room level solution; Whole building level solution; Enterprise solution | Room level solution; Whole building level solution | Room level solution; Whole building level solution | Whole building level solutions; Enterprise level solution | Room level solution and whole building level solution | Room level solution; Whole building level solution; Enterprise solution | Room level solution; Whole building level solution; Enterprise solution | Room level solution; Whole building level solution | Room level solution; Whole building level solution; Enterprise solution | Room level solution; Whole building level solution; Enterprise solution | Room Level solution, whole building level solution | Room level solution; Whole building level solution; Enterprise solution | Room level solution, whole building solution, enterprise solution | Room level solution; Whole building level solution; Enterprise solution
Product Website: | lightcloud.com and http://www.rabweb.com/lightcloud-di.php | www.enlightedinc.com | www.eaton.com/lighting/lumawattpro | https://us.nedap-luxon.com | http://www.acuitybrands.com/products/controls/nlight | www.osram-america.com/encelium | http://www.usa.lighting.philips.com/products/product-highlights/spacewise-wireless-lighting-controls | http://lighting.cree.com/products/controls/cree-smartcast-technology | www.daintree.net | http://www.acuitybrands.com/nlightair | www.audacywireless.com | http://www.acuitybrands.com/products/controls/xpoint-wireless | www.lutron.com/vive | www.digitallumens.com/products/lightrules | www.lutron.com/quantum | www.philips.com/easysense | www.autani.com | http://www.crestron.com/products/line/commercial-lighting-control-lights | magnumes.com/products/
Do all system components have a warranty of 5 years or more? | Yes, hardware warranty in effect for the life of service or 5 years whichever is longer | Yes | Yes | Yes | Yes | Yes (excluding third party components) | Yes | Yes | Yes (excluding third party components) | Yes | Yes | Yes | Yes, a 5 year product warranty is included with product registration. | Yes | Optional TSP warranty of at least 5 years | Yes | Yes, with the purchase of 2 year extended warranty. | Yes | Yes
What is the warranty for the system and/or components of the system? Attach the warranty. | 10 Years | 5 Years | 5 years | 5 years | 5 years | 5 years | 5 years | Luminaires 10 years; External Components 5 years | 5 years | 5 years | 5 years | 5 Years | 5 Years | 5 years; most fixtures 10 years | 1 year w/ option to purchase 5 year | 5 years | 3 year w/ option to purchase 5 year | 3 years standard; 5 years for DLC qualified jobs | 2 year w/ option to purchase 5 year
Is there a technical support phone number for troubleshooting this system? If so, please provide. | 844.LIGHTCLOUD | 1-855-874-1692 | 1-800-553-3879 | 18448763327 | 800-535-2465 | 1-888-531-7573 | 1-800-372-3331 | US Toll Free: 866-924-3645 Outside US: +1-919-287-7888 | 1844-DAINTREE | 800-535-2465 | 800-273-9989 | 800-535-2465 | 1.844.588.7661 | (617) 723-1200 Ext. #3 | 1 (844) 588-7661 | 1-800-372-3331 (Technical Question then Controls option) | (443) 320-2233 | 855-644-7643, clclighting@crestron.com | 330.656.9365
If the system is available in some configurations that meet the DLC specification, and other configurations that do not meet the specification, what components or combinations are necessary to meet the specification? | Requires at minimum: 1)LCGATEWAY, 2)LCDAYLIGHT, 3)LCSENSE15/D10, 4)LCCONTROL20/D10 or LCSENSE15/D10 per luminaire and 5)browser interface to adjust settings (tablet, mobile, computer). | System meets all DLC specifications in all configurations. | System meets all DLC specifications in all configurations. | Requires at minimum 1) Luxon enabled fixtures (by integrating or adding Luxon activators), 2) at least one motion sensor pack and one lux sensor pack, 3) Luxon Light Controller gateway, and 4) Luxon Software Modules | Requires at minimum 1) nLight enabled embedded occupancy/daylight sensor, and 2) power/relay pack or nLight enabled luminaire. Other configurations of system using different combinations of components also meet specification. | Requires at minimum 1) daylight sensor, 2)motion sensor, 3) control gateway (manager & server), 4)fixture interface module (for individual fixture control) or zonal control interface (for group/zone control), and 5) wall station. | System meets all DLC specifications in all configurations | Requires at minimum 1) Smartcast Technology enabled luminaire or 0-10V Interface, and 2)Smartcast Configuration Tool. Note: if a Wireless Dimmer CWD-CWC-xx is installed, this can override “Occupied Level” high end trim. | Requires at minimum: 1) 1 System Controller (onsite or cloud), 2) 1 Wireless Area Controller (gateway), 3) 1 Controlscope compatible occupancy sensor, 4) 1 Controlscope compatible daylight sensor, and 5) 1 Controlscope fixture controller (integrated | System meets all DLC specifications in all configurations. | Requires at minimum: 1) Gateway, 2) Luminaire Controller, 3) Motion (Occupancy) Sensor, and 4) Light Sensor (in daylit space) | Requires at minimum: 1) occupancy/daylight sensor/controller per luminaire or standalone occupancy/daylight sensor and separate Xpoint controller per luminaire 2) XPoint wireless bridge and 3) Sensorview software to configure settings, either installed lo | Requires at minimum: individual occupancy/daylight sensor/controller per luminaire or wireless area occupancy/daylight sensor and separate controller per luminaire. | Requires at minimum: 1) 1 LightRules Appliance, 2) 1 LightRules Network Gateway, 3) 1 Compatible TCP/IP Ethernet Switch, 4) 1 Digital Lumens LightRules integrated luminaire, or 1 compatible 3rd party luminaire with an integrated or connected DLA. | Requires at minimum: 1) Lutron occupancy sensor, 2) Lutron daylight sensor for daylit space, 3) Lutron load control device addressing each fixture 4) Optional TSP warranty of at least 5 years | Requires at minimum: at least one EasySense SNS200 enabled fixture with a Xitanium SR driver, a Zigbee Green Power switch, and access to Philips Field App on compatible Android phone | Requires at minimum: 1) 1 Autani Energy Manager 2) 1 Autani Fixture Controller (AFC), or 1 Wireless Relay Controller (WRC), or 1 LG luminaire with wireless module 3) 1 motion sensor (Autani or 3rd Party) 4) 1 photosensor (3rd Party) 5) 1 web ena | 1) One Crestron occupancy sensor (GLS-ODT-C-CN, GLS-OIR-C-CN, GLS-OIR-CSM-EX-BATT); 2) One Crestron Photocell Sensor (GLS-LOL, GLS-LCLGLS-LDL-EX-BATT, GLS-LEXT); 3) One Crestron DALI Controller (DIN-DALI2); 4) One Crestron Central Control Processor (DIN | One fixture with Magnum fixture integrated node
Provide a source where the system is commercially available for purchase. | Distributors nationwide | Cal-Lighting, SCI Lighting, Hossley Lighting, Illumination Systems, The Lighting Group, Apex Lighting Solutions (See Line Cards on each website) | http://www.cooperindustries.com/content/public/en/lighting/controls/resources/wheretobuy.html | Nedap Inc. And via network of certified business partners. Phone number: +1 844 876 3327 | Products are available through distribution, sold through regional sales channels - http://www.acuitybrands.com/resources/how-to-buy#content-1 | Direct purchase via ENCELIUM Sales; Other sources: ENCELIUM Agenst/Dealers | All Philips distributors (Rexel, Wesco, etc.) have SpaceWise luminaires available for sell. SpaceWise components are not sold separately. | http://lighting.cree.com/where-to-buy-electrical | http://opterraenergy.com/ | Products are available through distribution, sold through regional sales channels - http://www.acuitybrands.com/resources/how-to-buy#content-1 | Any of our agencies: http://www.audacywireless.com/resources.aspx | Products are available through distribution, sold through regional sales channels - http://www.acuitybrands.com/resources/how-to-buy#content-1 | This system can be purchased from electrical distributors all around the country. The distributor will get quotes and pricing information from our rep agencies and the hardware will ship from Lutron to either the job or the distributor. | www.digitallumens.com | Available via electrical distribution across the country. | Illumra switches are available from DigiKey: www.illumra.com/easysense ZBT-S2AWH Illumra ¦ Networking Solutions ¦ DigiKey Quote received 11/17/16 from Future Electronics for components SNS200 and Xitanium drivers. Philips Evokit 2x2 SR: 507400 | Purchase direct from Autani | Patrick Kisling, SLS Lighting, patrick@slsltg.com, 917-992-4705 | Future Electronics
If this is a private-label system, provide a copy of your agreement with the Original Equipment Manufacturer. | N/A - RAB is the OEM. | NA | See attached… This is LumaWatt Pro with Enlighted | NA | N/A | Leviton low-voltage (class 2) occupany sensors are private lebeleld and sold as ENCELIUM Occupancy Sensors | Not a private label system | N/A |  | No |  | This system is exclusively marketed by Acuity Brands. | This is not a private label system. | N/A | NA | NA | This is not a private-label system. | N/A | No
If this system is a combination of products from multiple manufacturers, please provide a list of all manufacturers. | N/A - RAB is the manufacturer for all products | NA | Eaton and Enlighted | No | N/A | Leviton, PLC Multipoint, DELL, HP, RTI | NA | N/A | The Daintree ControlScope system is built on wireless open standards and many of the end devices supported on the system are developed by other manufacturers. The following is a list of manufacturers that currently have open standards products that are al | N/A | NA | N/A | Lutron Electronics is the manufacturer. | N/A | NA | SNS200 and Xitanium can be purchased from Philips. A complete Philips system with Evokit and Philips wall switch is available. Compatible wireless switches, and integrated luminaires, are also available from other manufacturers. Luminaires Industrial Ligh | Leviton photosensor, can be substituted with other photosensors. 0-10V dimming analog output. Wattstopper, or any Occupancy sensor with 24V power, 12V-24V logical on/off relay. | Requires a third-party DALI driver or ballast in the luminaire. | N/A
Provide any case studies available for this system, with URL if available online. | No cases studies are currently available | https://newbuildings.org/sites/default/files/NEEA_Enlighted_Report.pdf http://www.enlightedinc.com/customers-page/ | No case studies are currently available | https://us.nedap-luxon.com/projects/ | https://www.acuitybrands.com/-/media/2973E6CF7526417B8C471E1C29D07C2D.pdf | http://assets2.osram-americas.com:8088/im/img/us-dam-65347; http://assets2.osram-americas.com:8088/im/img/us-dam-64323; http://assets2.osram-americas.com:8088/im/img/us-dam-64501; http://assets2.osram-americas.com:8088/im/img/us-dam-64327 | http://www.usa.lighting.philips.com/products/product-highlights/spacewise-wireless-lighting-controls | http://lighting.cree.com/applications/case-studies/ | http://www.daintree.net/resources/case-studies/ | N/A | http://www.audacywireless.com/content/pdfs/case-studies/p-5378_corpoffice_casestudy.pdf http://www.audacywireless.com/content/pdfs/case-studies/p-5384-ibew_casestudy.pdf https://youtu.be/Ir6n3mhBELE | No case studies are currently available. | No case studies are currently available | www.digitallumens.com/resources/case-studies/ | http://www.lutron.com/en-US/Products/Pages/WholeBuildingSystems/Quantum/Overview.aspx | No case studies are currently available. | http://www.autani.com/work/ | None currently available | magnumes.com/wayne-aspinall-federal-building/ and magnumes.com/kent-state-university/
If no case studies are available, then provide a customer reference (name, phone, email) that DLC may contact. DLC will not share this contact with any other parties. A beta site with a pre-production system is acceptable. DLC wishes to confirm that the | Jessie Mayhew - jesse.mayhew@mayhewbreen.com - additional installations are available for review - please contact us for more information | NA | None available at this time. Updates coming. | See file with customer reference information attached: CustomerReferenceInfo.pdf These projects will demonstrate the functionalities/features mentioned |  | Case Studies with URLs listed - see row #21 |  | N/A |  | Paul Williams pwilliams@greenspeedenergy.com GREENSPEED ENERGY SOLUTIONS, LLC O: 404 924 7400 D: 404 924 7401 C: 404 273 9595 F: 404 924 7270 The system is being installed the week of 8/29/16. |  | Reference Contact: Robert Torres Business: 909-484-4626 Robert.Torres@steelscape.com Robert is a Facilities Manager that has overseen the installation and continued management of an XPoint Wireless system meeting the DLC specification. In addition, Rob | Pat Henry Electrician Facilities & Operations Franklin & Marshall College patrick.henry@fandm.edu 1.717.629.9415 | N/A |  | Brad Schneider, CondoCPA, (630) 832-2222, 188 Industrial Drive, Suite 300, Elmhurst, Illinois 60126 brad@condocpa.com SNS100 (non-networked) products installed on February 16, 2016. This featured standalone functionality in each fixture. This product h |  | Glenn Bucholz, Chelsea Lighting, 917-757-8668, gbuchholz@chelseacontrols.com (White & Case LLP Project in NYC) Jake Wayne, Arup, 617-864-2987, jake.wayne@arup.com (Kaiser Permanente Hospital in California) Avraham Mor, LightSwitch, 312-288-8777, amor@lig
System Overview Presentation: As part of the Application Review Process, to help DLC understand the system, the applicant will conduct a 1 to 2 hour overview of the system for DLC, via webinar or in-person. This will be scheduled and completed after the | PRESENTATION OUTLINE Brief, general overview of your company Overview of the system you are submitting for qualification: System name, type, architecture, communication platform When the system became commercially available Information on installations t | [16 empty] | 855-644-7643, clclighting@crestron.com
Requires at Minimum: 1) One Crestron occupancy sensor (GLS-ODT-C-CN, GLS-OIR-C-CN, GLS-OIR-CSM-EX-BATT); 2) One Crestron Photocell Sensor (GLS-LOL, GLS-LCLGLS-LDL-EX-BATT, GLS-LEXT); 3) One Crestron DALI Controller (DIN-DALI2); 4) One Crestron Central C
Patrick Kisling, SLS Lighting, patrick@slsltg.com, 917-992-4705
N/A
Requires a third-party DALI driver or ballast in the luminaire.
None currently available
Glenn Bucholz, Chelsea Lighting, 917-757-8668, gbuchholz@chelseacontrols.com (White & Case LLP Project in NYC) Jake Wayne, Arup, 617-864-2987, jake.wayne@arup.com (Kaiser Permanente Hospital in California) Avraham Mor, LightSwitch, 312-288-8777, amor@lig

## RawReq (hidden)
| System Name | RAB Lightcloud | Enlighted | Eaton LumaWatt PRO | Nedap Luxon | Acuity nLight | OSRAM ENCELIUM | Philips SpaceWise | Cree SmartCast | GE Daintree ControlScope | Acuity nLight Air | Ideal Audacy | Acuity Xpoint Wireless | Lutron Vive | Digital Lumens LightRules | Lutron Quantum | Philips EasySense | Autani Energy Center | Crestron DALI | Magnum OPUS
Networking | Can individual luminaires and control devices exchange digital data with other luminaires and control devices on the system, at the room or space level? | Yes | Yes | Yes | Yes | Yes | Yes | Yes | Yes | Yes | Yes | Yes | Yes | Yes | Yes | Yes | Yes | Yes | Yes | Yes
Networking | What are the size limitations of the data communication system, in terms of number of devices? | Maximum 200 devices per Gateway. Up to 22 Gateways in a single area. | Maximum 250 Sensors per Gateway; Maximum 1,000 Sensors per Energy Manager Server; Up to 18,000 Sensors per Enterprise Energy Manager Server. | Maximum 250 Sensors per Gateway; Maximum 1,000 Sensors per Energy Manager Server; Up to 18,000 Sensors per Enterprise Energy Manager Server | Maximum 200 devices per Gateway. | Maximum 128 devices per single daisy-chain Maximum 1500 devices per single Gateway/Controller No limit to number of Gateways/ Controllers Specification limit of 20,000 devices in SensorView software interface. | Wired systems: max 800 nodes/devices per controller (ECU G4) or 100 nodes per port/channel. Wireless systems: max 100 nodes/devices per wireless controller | Maximum 50 luminiares and 5 user interfaces per wireless group; Maximum 16 zones per wireless group | Networks with up to 250 devices and groups with up to 100 devices; unlimited networks per project; optimal performance with networks of 100 to 125 devices each. | Maximum 100 devices per WAC (Wireless Area Controller); Maximum 10,000 devices per on-premise system; Maximum 40,000 devices per cloud system. | Maximum of 128 devices or 50 devices per network depending upon which switch and sensor combination is used | Maximum 600 devices per gateway, depending on mix; 350 devices recommended for optimal system performance. | 250 devices per Xpoint Wireless Bridge. Maximum 1500 devices per single Gateway/Controller. Multiple Gateway/Controllers per system. Specification limit of 20,000 devices in SensorView software interface. | 700 Devices per Vive wireless Hub; 64 Hubs per system | 50 sensors per gateway, 1500 sensors per LightRules Appliance, no limits on number of LightRules Appliances | Maximum 198 devices per Quantum processor; Maximum 128*16 Quantum processors per system; Maximum 130 Quantum processors recommended for optimal system performance. This totals more than 1.5 million fixtures allowed. | Maximum of 40 EasySense luminaires in a wireless group. Maximum 10 user interfaces (switches) in a group. | Devices per manager: max 1000, optimum 300 | Maximum 128 per controller, no maximum per system. | Maximum 128 devices per gateway; Unlimited devices per system
Networking | What are the size limitations of the data communication system, in terms of distances between wired or wireless nodes? | 100 feet (normal indoor obstructions) | 150 ft between Sensor and Gateway | 150 ft between Sensor and Gateway | 100 feet (some walls may reduce this range) | 1500 ft. between nodes | Wired: max 2500 ft. Wireless: thru std. walls 50 ft.; line of sight 100 ft. WM/WALC/WCM or 150 ft CLM | 30 ft. between wireless nodes | 30 ft. typical between devices in typical environment 300 ft. typical between devices in open air | Indoor typical range between wireless nodes 100 ft. Clear line of sight 300 ft | Max 1000' line of sight, 600'-800' through obstruction depending on building construction. | 300 ft between wireless devices; can be extended with repeater mode | 30' to nearest wireless device in luminaire/housing. 60' to device in open air. Longer distances possible, consult factory. | 60ft line of site between devices, 30ft through construction. 71 ft between hub and devices through construction. | Best practice is line of sight and 50ft between nodes | Wired - 2000 ft Wireless - 60 ft line of sight | 40 ft. between wireless fixtures. 33 ft. between switch and first fixture. | WRC Nodes: 600 Feet AFC Nodes: 1000 Feet LG Nodes: 98 Feet | DALI protocol max 300m wire run or maximum voltage drop of 2V depending on wire gauge. | 100 ft between wireless nodes
Networking | Is communication within the lighting system wired, wireless, or both? If both, identify what parts use wired and what use wireless. | Wireless | Wired and wireless | Wired and wireless | Wired and wireless | Wired and wireless | Wired and/or Wireless | Wireless | Wireless | Wireless | Wireless | Wireless | Wired and wireless | Wireless | Wired and wireless | wired and wireless | Wireless | wired and wireless | wired and wireless | Wireless
Networking | What standards and/or protocols does the communication comply with? (not including required regulatory communication standards such as FCC & IC). | Answer not public at provider's request | IEEE802.3 TCP/IP, IEEE802.15.4, BACnet/IP, Bluetooth BLE V4.0, AES-128 | IEEE802.3 TCP/IP, IEEE802.15.4, BACnet/IP, Bluetooth BLE V4.0, AES-128 | Answer not public at provider’s request | Bluetooth LE, Wi-Fi 802.11b, BACnet/IP & BACnet/MSTP, LAN-TCP/IP, RS485 | DALI, ZigBee, 0-10V (IEC 60929 Annex E) enOcean, CLM certified for ZHA | IEEE 802.15.4, ZigBee | IEEE 802.15.4 | IEEE 802.15.4; ZigBee HA; BACnet/IP, Modbus RS485 | 900MHz: IEEE 802.15.4-based 2.4GHz: Bluetooth BLE V4.0 | Proprietary wireless protocol; Gigabit Ethernet; BAS Protocols: BACNet®, LonWorks®, Metasys®, or MODBUS®. | Adura (IEEE 802.15.4 and Zigbee), nLight, TCP/IP, BACnet/IP & BACnet/MSTP. | Wi-Fi. 2.4 GHz 802.11b / g BACnet/IP Ethernet (IEEE 802.3) | IEEE 802.15.4 Proprietary Zigbee wireless mesh, ethernet TCP/IP | Ethernet (IEEE 802.3), BACnet/IP | IEEE 802.15.4, ZigBee | enOcean ISO/IEC 14543-3-10:2012, IEEE 802.15.4-2003 2.4GHz ISM, BACnet IP, HTTP/HTTPS | DALI IEC 62386 | BACnet, DALI 2, enOcean
Networking | If the product complies with communication standards and/or protocols, what is the level of compliance? (i.e. full compliance or are some layers proprietary?) Explain. | Answer not public at provider's request | UL, IEEE, AES, IC, FCC, RoHS, C-UL, CSA | Physical layer IEEE 802.15.4-2006; Link layer 6LoWPAN RFC 4944; Internet layer IPv6 RFC 2460; Transport layer TCP/IP; Application layer proprietary. | Answer not public at provider’s request | BACnet/IP & MSTP is fully compliant and certified by BTL. System controller also fully complies with WiFi standards. Lighting device compliant with BLE standards, but proprietary at the application layer. | DALI, ZigBee, 0-10V (IEC 60929 Annex E) enOcean, CLM certified for ZHA | Physical layer IEEE 802.15.4-2006; MAC+NWK layer ZigBee Pro 2007 Application layer proprietary. | Physical layer: IEEE 802.15.4-2006; Other layers: proprietary | Physical/Link layer IEEE 802.15.4; Network/Application Layer ZigBee HA; BACnet/IP, 0-10 V (IEC60929 Annex E), Modbus RS485 | 900MHz: IEEE 802.15.4-based 2.4GHz: Version 4.0+ of the Bluetooth specification | NA | Wireless communication is fully compliant with Zigbee standard allowing Manufacturer Specific Profiles. Adura is a proprietary Manufacturer Specific Profile (application layer) using Zigbee compliant mesh networking layer. Wireless communication is fully | WiFi and Ethernet are fully compliant. Ecosystem and Clear Connect are proprietary | Answer not public at provider’s request | Ethernet standards and BACnet are fully compliant. | IEEE 802.15.4, ZigBee | Full compliance with HTTP/HTTPS, EnOcean, and BACnet IP. Communication using autaniNet is proprietary. | Fully compliant with the DALI standard | Full compliance EnOcean, UDP BACnet/IP
Networking | Are any components of the system certified for compliance with any communication standards or industry specifications? | no | No | No | Answer not public at provider’s request | Eclypse System Controller complies with BACnet/IP & MSTP, as certified by BTL | CLM certified for ZHA | Physical layer IEEE 802.15.4-2006; MAC+NWK layer ZigBee Pro 2007 | IEC60929 Annex E | ZigBee HA | No | NA | Eclypse System Controller complies with BACnet/IP & MSTP, as certified by BTL | No | Answer not public at provider’s request | Yes. BACnet testing labs listing. | IEEE 802.15.4, ZigBee | No | Fully compliant with the DALI standard | Magnum Energy Solutions is part of the enocean alliance.
|  |  |  | Brief answer to be publicized | Brief answer to be publicized | Brief answer to be publicized | Brief answer to be publicized | Brief answer to be publicized | Brief answer to be publicized | Brief answer to be publicized | Brief answer to be publicized | Brief answer to be publicized | Brief answer to be publicized | Brief answer to be publicized | Answer not public at provider’s request | Brief answer to be publicized | Brief answer to be publicized | Brief answer to be publicized | Brief answer to be publicized | Brief answer to be publicized
Occupancy | Does the system have occupancy sensing capability? | Yes | Yes | Yes | Yes | Yes | Yes | Yes | Yes | Yes | Yes | Yes | Yes | Yes | Yes | Yes | Yes | Yes | Yes | Yes
Occupancy | Does the system have a vacancy mode option? (manual on, automatic off) | Yes | Yes | Yes | Yes | Yes | Yes | Yes | Yes | Yes | Yes | Yes | Yes | Yes | No | Yes | Yes | Yes | Yes | Yes
Occupancy | Is automatic-on or vacancy-mode the default setting? | Occupancy is the default | Auto On | Auto-On | Answer not public at provider’s request | Both - depending on devices ordered | Auto-On | Yes | Dimmer present: manual-on is default Dimmer not present: automatic-on is default | Auto-on | Auto-on | Vacancy mode | Auto-on | Auto-on or vacancy, depending on model number | Automatic-on is the default option | Yes | Auto-on | Auto-On | Neither/Both | Yes
Occupancy | What are the mode(s) of detection offered by the system? | PIR, audiophonic | PIR Sensor, Temperature, Ambient Light Sensor, BLE V4.0 | PIR Sensor, Temperature, Ambient Light Sensor, BLE V4.0 | PIR, ultrasonic | PIR, microphonic | PIR – also ultrasonic, microphonic, & microwave via 3rd party sensors | PIR | PIR | PIR – also ultrasonic, microphonic, & microwave via 3rd party sensors | PIR | PIR, dual technology (PIR & ultrasonic) | PIR | PIR, PIR w/ XCT, and combination PIR/Ultrasonic | PIR | Wireless: PIR with XCT Wired: high bay PIR; ceiling and wall PIR, dual tech or ultrasonic | PIR | Autani MINI is PIR. Third party sensors PIR, ultrasonic, or dual technology. | PIR, ultrasonic, or dual technology | PIR
Occupancy | For PIR sensors, what coverage options are offered, as defined in NEMA WD7-2011? | Standard Ceiling Sensor | Standard Celing Sensor and High-Bay Ceiling Sensor | Standard Celing Sensor and High-Bay Ceiling Sensor | Standard Ceiling Sensor; High Bay Wall Sensor | Standard Ceiling Sensor - Major Motion, Standard Ceiling Sensor - Minor Motion, Low/High Bay Ceiling Sensor, Corner Sensor, Wall Sensor | Standard ceiling (wired & wireless); wall/ceiling: standard, long-range, & high bay aisle (wired only) | Integrated sensors: Low/High Bay standard ceiling External sensors: Standard ceiling, corridor, corner | Standard Ceiling, Low-Bay | Standard Ceiling Sensor, Wall Sensor, Low/High Bay Ceiling Sensor | Standard Ceiling Sensor | Standard ceiling, wide area ceiling, wall mount | Standard Ceiling Sensor - Major Motion, Standard Ceiling Sensor - Minor Motion, Low/High Bay Ceiling Sensor | Integrated Sensors: Standard ceiling Area sensors: Standard ceiling, corner, corridor | Ceiling Symmetric, Ceiling Aisle | Wireless: standard ceiling, corner, corridor, wall Wired: standard ceiling, high bay, outdoor, wall | Fixture Integrated/Standard Ceiling | Standard ceiling and wall mount | Standard ceiling, wired and wireless. Also integration module for third party sensors. | Standard ceiling, high bay ceiling
Occupancy | What is the default setting for time delay? | 10 minutes | (1-20 min.) Varies by Room/Space Type Profile Template | (1-20 min.) Varies by Room/Space Type Profile Template | 4 minutes | 10 Minutes | 5-10 mins (depending on sensor model) | 4-25 minutes, varies by application mode | 20 minutes | 30 second-10 minute (depending on sensor model) | 10 minutes | 30 minutes | 5 minutes | 15 minutes | 2 minutes | Wireless sensors: 15 minutes Wired sensors: 8 minutes | 15 Minutes (Hold Time) | 20 minutes (Autani PIR) | 5 minutes | 15 minutes
Occupancy | Is time delay field adjustable? | Yes | Yes | Yes | Yes | Yes | Yes | Yes | Yes | Yes | Yes | Yes | Yes | Yes | Yes | Yes | Yes | Yes | Yes | Yes
Occupancy | Can the occupancy sensor sensitivity and range be adjusted? How? | Yes | Yes, there is a single adjustment for sensitivity/range | Yes, there is a single adjustment for sensitivity/range | Manual adjustment on every sensor | Yes | No | Yes, range can be adjusted with the built in sensor mask | Yes | Yes, on some sensor models. | No | PIR - No. Dual technology - Yes. | Yes, via web browser. | Yes, there is a single adjustment for sensitivity | Yes, adjustable for sensitivity/range | Yes | Yes, range can be adjusted with the built in sensor mask | Autani MINI Sensor: No Third Party Sensors: Depends on sensor | Yes | No
Occupancy | Does the system have the ability to set a dim level rather than off when unoccupied? If yes, is this dim level adjustable? | Yes, unoccupied and occupied dim options are available. Yes, it can be adjusted. | Yes, unoccupied dim is available. Yes, the default level is set at 20%, and can be adjusted. | Yes, unoccupied dim is available. Yes, the default level is set at 20%, and can be adjusted. | Yes, unoccupied dim is available. Yes, the default level is set at 20%, and can be adjusted. | Yes, unoccupied dim is available. The default level is set at 1%, and can be adjusted (anywhere from 1-100%). | Yes, unoccupied dim is available. No default value; Software configurable setting depends on the user preference and type of luminaire/application | Yes, the level varies with pre-programmed application mode selected | Yes, 0%-100% | Yes | No | Yes, unoccupied dim is available and adjustable. | Yes, Partial-Off unoccupied options are available. | Yes, unoccupied dim is available and can be adjusted. | Yes, available. The default level is set at 20%, and can be adjusted. | Yes, unoccupied dim level can be set to any value via software. | Yes, adjusted with Philips Field Apps | Yes, unoccupied dim is available. Yes, the default level is set at 20%, and can be adjusted. | Yes | Yes, unoccupied dim is available. Yes, the dim level is field adjustable
Occupancy | Is the Occupancy Sensing Self-Commissioning in any way? | Yes | Yes | Yes | Answer not public at provider’s request | Yes, sensors automatically discover additional devices in the zone and will control ouptut devices (e.g. power packs) as soon as they power up. | No | Yes | Yes | Answer not public at provider's request | No | No | No | Yes | N/A | NO | NO | No | No | N/A
Occupancy | If Occupancy Sensing is Self-Commissioning, describe the steps to accomplish Self-Commissioning. | Yes | Yes | NA | Answer not public at provider’s request | Plugging and occupancy sensor into a power pack or nLight enabled fixture and applying power are the only required steps. Devices will auto-discover and function together without additional user input. | No | No | NA | Answer not public at provider's request | No | NA | N/A | Yes | N/A | NA | NA | N/A | NA | N/A
Occupancy | Is the Occupancy Sensing Self-Learning or Self-Optimizing in any way? | No | Yes | Yes | Answer not public at provider’s request | The sensor is constantly using automatic gain control to make adjustments to the dual technology microphonics detection to adapt to the space. | No | No | No | Answer not public at provider's request | No | No | No | No | No | Yes | NO | No | No | N/A
|  |  |  | Brief answer to be publicized | Brief answer to be publicized | Brief answer to be publicized | Brief answer to be publicized | Brief answer to be publicized | Brief answer to be publicized | Brief answer to be publicized | Brief answer to be publicized | Brief answer to be publicized | Brief answer to be publicized | Brief answer to be publicized | Answer not public at provider’s request | Brief answer to be publicized | Brief answer to be publicized | Brief answer to be publicized | Brief answer to be publicized | Brief answer to be publicized
Daylight | Does the system have daylight harvesting capability? | Yes | Yes | Yes | Yes | Yes | Yes | Yes | Yes | Yes | Yes | Yes | Yes | Yes | Yes | Yes | Yes | Yes | Yes | Yes
Daylight | Is the system open-loop, closed loop, or both? | Both | Closed loop | Closed loop | Open loop | Both | Both | Closed loop | Closed Loop | Both | Closed loop | Closed Loop | Both | Both | Closed loop | Both | Closed loop | Closed loop | Both | Closed loop
Daylight | Does the system have the capability to turn a light source fully off when sufficient daylight is present? If yes, how is this accomplished? Any additional components required? | Yes | Yes | Yes | Yes | Yes | Yes | Yes | No | Yes | No | Yes, with standard components | Yes | Yes | Yes | Yes | No | Yes | Yes | Yes
Daylight | Does the system provide integration with shading systems? If yes, how is this accomplished? What components are required? | No | No | No | Answer not public at provider’s request | Yes | Yes, via Controller & software customization | No | No | Yes with WGA100 (Wireless General Purpose Adapter) | No | No | Yes | No | No | Yes, Lutron shades are native component of system. | No | No | Yes | No
Daylight | Can the photosensor sensitivity be adjusted? | yes | Yes | Yes | Answer not public at provider’s request | Yes | Yes | No | No | Yes, on some sensor models. | Yes | No | Yes | Yes | Yes | Yes | No | No | Yes | Yes
Daylight | Are the light levels for daylight harvesting fixed settings in a few steps such as "high", "medium", "low", or continuously variable? | Continuously variable | Continuously variable | Continuously variable | Continuously variable | Continuously variable | Continuously variable | Contnuously variable | Continuously Variable | Continuously variable | Continuously variable | 20 steps | Continuously variable | Continuously variable | Continuously variable | Continuously variable | Continuously Variable | Continuously Variable | Continuously variable | Continuously Variable
Daylight | Is the Daylight Harvesting Self-Commissioning in any way? | Yes | Yes | Yes | Answer not public at provider’s request | Yes | No | Yes | Yes | Yes | Yes | No | No | Yes | Yes | No | Yes | No | No | Yes
Daylight | If Daylight Harvesting is Self-Commissioning, describe the steps to accomplish Self-Commissioning. | Yes | NA | NA | Answer not public at provider’s request | Device is placed into auto-set point mode via push-button or SensorView software, which determines the optimum photocell setpoint to maintain light level for the space. | NA | NA | Yes | Schedule auto-calibration | Device is placed into auto-set point mode via mobile app | NA | N/A | Yes | Following automatic 'bulk calibration' process. | NA | Automatic | N/A | NA | Pre-commissioned at factory
Daylight | Is the Daylight Harvesting Self-Learning or Self-Optimizing in any way? | No | Yes | Yes | Answer not public at provider’s request | Yes, sensor will observe changes to the space and adjust closed-loop light level to adapt. | No | Yes | Yes | Answer not public at provider's request | Yes | No | No | No | No | Yes | Yes | No | No | Answer not public at provider's request
Daylight | Does the system have the capability to report photosensor settings? How and what settings are available to be reported? | No | Yes | Yes | Answer not public at provider’s request | Yes | Yes | No | No | Yes. | Yes | Yes | Yes | Yes | Yes, enabled/disabled. | Yes | Yes (using NFC) | Yes | Yes | Yes using Venergy software
|  |  |  | Brief answer to be publicized | Brief answer to be publicized | Brief answer to be publicized | Brief answer to be publicized | Brief answer to be publicized | Brief answer to be publicized | Brief answer to be publicized | Brief answer to be publicized | Brief answer to be publicized | Brief answer to be publicized | Brief answer to be publicized | Answer not public at provider’s request | Brief answer to be publicized | Brief answer to be publicized | Brief answer to be publicized | Brief answer to be publicized | Brief answer to be publicized
High-End Trim | Does the system have field-reconfigurable high-end trim capability? | Yes | Yes | Yes | Yes | Yes | Yes | Yes | Yes | Yes | Yes | Yes | Yes | Yes | Yes | Yes | Yes | Yes | Yes | Yes
High-End Trim | What are the range of settings for high-end trim, in terms of % control signal? How low as a % of maximum can high-end trim be adjusted? | 1% | 1% | 1% | 5% | 1% | 0% | 66% | 5% | 1% | 1% | 0% | 1% | 1% | 0% | 0.55 | 5% | 0.01 | 0% | 0
High-End Trim | How are the high-end trim settings changed? | Lightcloud web app | Web Browser | Web browser | Webinterface on LLC | Web browser and/or push-button settings | Via GUI | Remote commissioning tool | Use Configuration Tool to adjust Occupied Level to desired light output | GUI | Mobile app | Via slider on Audacy interface. | web browser | Web Based Software or button presses | LightRules Web Interface, Commissioner, Dip Switches | Quantum Vue facility management software | Using Mobile app (Philips Field Apps) | Autani Manager web interface | DALI Commissioning Tool | Mobile device app
High-End Trim | Does the system have the capability to report out high-end trim settings? | Yes | Yes | Yes | Answer not public at provider’s request | Yes | Yes | No | Yes | Yes | Yes | Yes | Yes | Yes | Yes | Yes | Yes | Yes | Yes | Yes
High-End Trim | Are the settings for high-end trim fixed settings in a few steps such as "high", "medium", "low", or continuously variable? | Continuously Variable | Continuously Variable | Continuously Variable | Steps of 5%. | Continuously Variable | Continuously Variable | 4 steps: 100%, 88%, 77% and 66% | Continuously Variable | Continuously Variable | Continuously Variable | Continuously Variable | Continuously Variable | Continuously variable | Continuously variable | Continuously variable | Continuously Variable | Continuously Variable | Continuously variable | Continuously variable
High-End Trim | What is the factory default setting for high-end trim, in terms of % max control signal or percent of light output for integrated systems? | 100% | 60-100%, varies by room/space profile template | 60-100%, varies by room/space profile template | Answer not public at provider’s request | 100% or optional 80%, depending on options ordered | No default value | 88% | 100% | 100% | 100% | 100% | 100% | 100% | 100% | 100% | 100% | 100% AFC Fixture Controller; 70% WRC Relay Controller | No default setting | 100%
|  |  |  | Brief answer to be publicized | Brief answer to be publicized | Brief answer to be publicized | Brief answer to be publicized | Brief answer to be publicized | Brief answer to be publicized | Brief answer to be publicized | Brief answer to be publicized | Brief answer to be publicized | Brief answer to be publicized | Brief answer to be publicized | Answer not public at provider’s request | Brief answer to be publicized | Brief answer to be publicized | Brief answer to be publicized | Brief answer to be publicized | Brief answer to be publicized
Zoning | Does the system have Zoning capability? | Yes | Yes | Yes | Yes | Yes | Yes | Yes | Yes | Yes | Yes | Yes | Yes | Yes | Yes | Yes | Yes | Yes | Yes | Yes
Zoning | What is the specific process for grouping luminaires for a lighting control zone? How are they programmed and/or determined? | Yes, performed by grouping zones into areas through the Lightcloud web app. | NA | NA | NA | Luminaires are grouped via channel assignment | Zoning is performed via the GUI in the Polaris 3D™ software | Zoning is performed via remote control commissioning tool | NA | The grouping is done using the ControlScope software. | The mobile app will allow the user to configure zones | Zones can be created via the Audacy web interface and/or via "hard-wiring" | Web browser is used to group luminaires, switch inputs, occupancy sensors, and daylight sensors into "Control Channels." | Yes | Using commissioner software and the serial numbers of the fixtures, assign each fixture to a specific zone. | Luminaires are grouped using Q-Design software | Yes, using Philips Field APP using Android Phones | Zones are created using the Autani Manager web interface | DALI control systems utilize a flash-ID process. The process begins with each individual fixture on the system obtaining a random ID from the controller. The commissioning agent then begins to flash each fixture in order to layout the RCP with their corre | Pre-commissioned at factory or field adjusted using airConfig. Identified by name within airCOnfig software. Detailed description included in cell D58.
|  |  |  | Brief answer to be publicized | Brief answer to be publicized | Brief answer to be publicized | Brief answer to be publicized | Brief answer to be publicized | Brief answer to be publicized | Brief answer to be publicized | Brief answer to be publicized | Brief answer to be publicized | Brief answer to be publicized | Brief answer to be publicized | Answer not public at provider’s request | Brief answer to be publicized | Brief answer to be publicized | Brief answer to be publicized | Brief answer to be publicized | Brief answer to be publicized
Addressability | Does the system have luminaire and device addressability? | Yes | Yes | Yes | Yes | Yes | Yes | Yes | Yes | Yes | Yes | Yes | Yes | Yes | Yes | Yes | Yes | Yes | Yes | Yes
|  |  |  | Brief answer to be publicized | Brief answer to be publicized | Brief answer to be publicized | Brief answer to be publicized | Brief answer to be publicized | Brief answer to be publicized | Brief answer to be publicized | Brief answer to be publicized | Brief answer to be publicized | Brief answer to be publicized | Brief answer to be publicized | Answer not public at provider’s request | Brief answer to be publicized | Brief answer to be publicized | Brief answer to be publicized | Brief answer to be publicized | Brief answer to be publicized
Continuous Dim | Does the system provide continuous dimming for at least one mode of operation? | Yes | Yes | Yes | Yes | Yes | Yes | Yes | Yes | Yes | Yes | Yes | Yes | Yes | Yes | Yes | Yes | Yes | Yes | Yes
Continuous Dim | What type(s) of continuous dimming control does the system provide? | 0-10V | 0-10V or DALI V2 | 0-10V or DALI V2 | 1-10V, DALI | 0-10V, Forward Phase, Reverse Phase, Proprietary Digital | 0-10V, Forward Phase, Reverse Phase, DALI | 0-10V | 0-10V, Proprietary Wireless Control | 0-10V, ZigBee (also Forward Phase/Triac, ELV via 3rd party components) | Proprietary Digital | 0-10V, ELV (Forward Phase & Reverse Phase), Line (via triac), PWM | 0-10V | 0-10V, Forward Phase, Reverse Phase, Lutron Ecosystem® | 0-10V, DALI, Proprietary Software Controlled Dimming | 0-10V, Fwd. Phase, Rev. Phase, DMX, MLV, ELV, Lutron EcoSystem, Lutron 3-wire, Neon/CC (Mag. Ballast) | SR (DALI 2.0) | 0-10V | DALI | 0-10V IEC 60929 Annex E, PWM, DALI, DALI 2
Continuous Dim | What modes of operation provide continuous dimming? | occupancy sensing, daylight harvesting, high end trim, task tuning, personal control | occupancy sensing, daylight harvesting, high end trim, task tuning, personal control | occupancy sensing, daylight harvesting, high end trim, task tuning, personal control | occupancy sensing, daylight harvest, high end trim | occupancy sensing, daylight harvesting, high end trim, task tuning, personal control, scheduling | occupancy sensing, daylight harvesting, high end trim, personal control, demand response | occupancy sensing, daylight harvesting, personal control | occupancy sensing, daylight harvesting, high end trim, personal control | occupancy sensing, daylight harvesting, high end trim, task tuning, personal control, demand response | occupancy sensing, daylight harvesting, high end trim, task tuning, personal control | Occupancy sensing, high end trim, task tuning, personal control | Occupancy sensing, daylight harvesting, high end trim, task tuning, personal control, scheduling. | occupancy sensing, daylight harvesting, high end trim, task tuning, personal control, scheduling, demand response | occupancy sensing, daylight harvesting, task tuning, high end trim, personal control, scheduling, coordinated control, progressive dimming | occupancy, daylight harvest, high end trim, low end trim, personal control, time clock (schedules) | occupancy sensing, daylight harvesting, high end trim, personal control | occupancy sensing, daylight harvesting, task tuning, personal control | Occupancy sensing, daylight harvesting, high end trim, task tuning, personal control, scheduling | occupancy sensing, daylight harvesting, high end trim, task tuning, personal control
Continuous Dim | What dimming curve(s) does the control system (not the luminaire/driver) use? | Linear, square, or square root. | Linear | Linear | Linear | Linear | Linear | Linear | Linear | Linear | Linear | Linear | Linear | Linear, square law, proprietary | Linear | Linear - for non-Lutron EcoSystem loads Proprietary - for Lutron EcoSystem loads | Logarithmic | linear | Linear or logarithmic | Linear and logarithmic
Continuous Dim | What dimming standards, if any, does the product comply with? | None | C82.11; E1.3; DALI V2 | C82.11; E1.3; DALI V2 | IEC60929 Annex E | NEMA 410-2011, IEC60929 Annex E | 0-10V (IEC 60929 Annex E); DALI | NA | IEC60929 Annex E | 0-10V (IEC60929 Annex E) | NEMA 410-2011 | IEC60929 Annex E | IEC60929 Annex E | NEMA SSL-7A, NEMA 410, IEC60929 Annex E | PAR1789-compliant with modulation > 1.25 kHz | IEC60929 Annex E, NEMA 410-2011, DALI, DMX512a | SR (DALI 2.0) | NEMA SSL-7A-2013, NEMA 410-2011, IEC60929 Annex E, ANSI C82.11-2011 | IEC 60929, IEC 62386 | NEMA 410-2011 and IEC60929

## RawReport (hidden)
|  | RAB Lightcloud | Enlighted | Eaton LumaWatt PRO | Nedap Luxon | Acuity nLight | OSRAM ENCELIUM | Philips SpaceWise | Cree SmartCast | GE Daintree ControlScope | Acuity nLight Air | Ideal Audacy | Acuity XPoint Wireless | Lutron Vive | Digital Lumens LightRules | Lutron Quantum | Philips EasySense | Autani Energy Center | Crestron DALI | Magnum OPUS
Startup/Commissioning: What type(s) of user interface is/are used by the control system to start-up/commission the system? | UI | Web browser GUI | Web browser GUI | Web browser GUI | Web browser | Web browser GUI, Smartphone/Tablet App, and/or Push-Button | Web browser GUI | Remote Control | Remote Control | Web Browser GUI. | Mobile App GUI | web-based GUI, mobile app | Web browser GUI | Web browser GUI or Push Button | Web Browser GUI, DIP switches | Q-Design software | Philips Field App | Web browser GUI, DIP Switches, Wireless Switch | DALI Commissioning Tool or custom programming. | GUI "airConfig"
Startup/Commissioning: If GUI, what platform(s) does the interface use? | UI | Tablet, mobile, computer | Web Browsers for Windows and MACs | Web Browsers for Windows and MACs | Windows | Android/iOS App, Web Browser | Web Browser | NA | Remote Control | Tablet, Mobile, Desktop, Laptop. | Android/IOS App | Web browser, iOS app. | Web browser | HTML5 compliant Web Browsers (i.e. Chrome, Safari) | Computer (Windows and IOS), Web browser | Microsoft Windows | Compatible Android Smart Phone | Web Browser | Windows or Mac for the Xpanel, Android or iOS for the tablet application | Windows, Linux or Mac computer with USB Enocean dongle
Startup/Commissioning: If GUI, does the system have the capability to upload a floorplan? How? Explain. | UI | No | Yes | Yes | Yes | Yes | Yes | NA | No | Yes. | No | Yes | Yes | No | Yes | Yes | No | Yes | Yes | Yes
Startup/Commissioning: Do the interface(s) utilize two-way communication? (i.e. can it both read settings from the device it is commissioning and adjust settings?) | UI | Yes | Yes | Yes | Yes | Yes | Yes | No | Yes | Yes | Yes | Yes | Yes | GUI yes, button press setup no | Yes | Yes for most devices; sensors & wireless remotes are 1-way. | Not with IR interface; possible with NFC Interface. | Yes | Yes | Yes
Startup/Commissioning: Do the interface(s) have the ability to display existing system settings? | UI | Yes | Yes | Yes | Answer not public at provider’s request | Yes | Yes | No | Yes | Yes | Yes | Yes | Yes | Yes | Yes | Yes | Yes with Easysense NFC App and NFC Interface, No with Easysense IR App and IR Interface. | Yes | Yes | Yes
Ongoing System Configuration: What type of user interface(s) are used by the control system after it has been installed and commissioned to adjust system settings? | UI | Web browser | Web browser | Web browser | Web browser | Web browser GUI, Smartphone/Tablet App, and/or Push-Button | Web browser on PC with admin privilege | Remote Control | Remote Control | Web browser GUI | Mobile App GUI | Web browser, iOS app, local switches | Web browser GUI | Web browser GUI or Push Button | Web browser, mobile app, wall-mounted control, Commissioner | Quantum Vue facility management software; Q-Design re-configuration software | Philips Field App | GUI | GUI, enterprise management software | AirConfig GUI
Ongoing System Configuration: If GUI, what platform(s) does the interface use? | UI | Tablet, mobile, computer | Computer (Windows and IOS) | Computer (Windows and IOS) | Tablet, mobile, computer | Android/iOS App, Web Browser | Web browser on PC with admin privilege | NA | Remote Control | Tablet, Mobile, Desktop, Laptop. | Android/IOS App | Web browser, iOS app | Web browser | HTML5 compliant Web Browsers (i.e. Chrome, Safari) | Web browser | Web based: Quantum Vue; Windows: Q-Design | Compatible Android Smart Phone | Web browser | Windows, Android, iOS, IR remote | Windows, Linux or Mac computer with USB Enocean dongle
Ongoing System Configuration: If GUI, does the system have the capability to modify settings displayed on a floorplan? | UI | No | Yes | Yes | yes | Yes | Web browser on PC with admin privilege | No | No | Yes. | No | Yes | Yes | No | Yes | Yes | NO | Yes | Yes | Yes
Ongoing System Configuration: Do the interface(s) have the ability to display existing system settings? | UI | Yes | Yes | Yes | Yes | Yes | Yes | No | Yes | Yes | Yes | Yes | Yes | Yes | Yes | Yes | Not with IR interface; possible with NFC Interface. | Yes | Yes | Yes
Ongoing System Configuration: Do the interface(s) utilize two-way communication? (i.e. can it both read settings from the device and adjust settings?) | UI | Yes | Yes | Yes | Yes | Yes, all interfaces provide two-way communication to read and write settings | Yes | No | Yes | Yes | Yes | Yes | Yes | Yes | Yes | Yes for most devices; sensors & wireless remotes are 1-way. | Not with IR interface; possible with NFC Interface. | Yes | Yes | Yes
|  |  |  | Brief answer to be publicized | Brief answer to be publicized | Brief answer to be publicized | Brief answer to be publicized | Brief answer to be publicized | Brief answer to be publicized | Brief answer to be publicized | Brief answer to be publicized | Brief answer to be publicized | Brief answer to be publicized | Brief answer to be publicized | Yes | Brief answer to be publicized | Yes with Easysense NFC App and NFC Interface, No with Easysense IR App and IR Interface. | Brief answer to be publicized | Brief answer to be publicized | Brief answer to be publicized
Does the system have the capability to install an occupancy sensor, ambient light sensor and luminaire controller for each luminaire? | LLC | Yes | Yes | Yes | No | Yes | Yes | Yes | Yes | Yes | Yes | Yes | Yes | Yes | Yes | Yes | Yes | Yes | No | Yes
What luminaire control protocols are compatible with the lighting system? | LLC | 0 to 10v | 0 to 10V, DALI V2 | 0 to 10V, DALI V2 | IEC 60929 Annex E 1 -10V, DALI | 0-10V, Forward Phase, Reverse Phase | 0-10V (IEC 60929 Annex E), Forward Phase, Reverse Phase, DALI | 0-10V | Proprietary | 0-10V (IEC60929 Annex E), ZigBee HA | Proprietary digital | 0-10V, ELV (Forward Phase & Reverse Phase), Line (via triac), PWM | 0-10V | IEC 60929 Annex E 0 to 10V, Lutron Ecosystem | 0 to 10V, DALI, Proprietary ZigBee Dimming | IEC 60929 Annex E 0 to 10V, Lutron EcoSystem, DMX, Phase adaptive, switching, DALI | IEEE 802.15.4 (ZigBee), SR (DALI 2.0) | IEC 60929 Annex E 0 to 10V | N/A | PWM, 0 to 10V, DALI, DALI 2
|  |  |  | Brief answer to be publicized | Brief answer to be publicized | Brief answer to be publicized | Brief answer to be publicized | Brief answer to be publicized | Brief answer to be publicized | Brief answer to be publicized | Brief answer to be publicized | Brief answer to be publicized | Brief answer to be publicized | Brief answer to be publicized | Yes | Brief answer to be publicized | Yes with Easysense NFC App and NFC Interface, No with Easysense IR App and IR Interface. | Brief answer to be publicized | Brief answer to be publicized | Brief answer to be publicized
Does the system have the capability to integrate/embed an occupancy sensor and ambient light sensor directly into a luminaire at the time of manufacture? | LLCi | No | Yes | Yes | No | Yes | No | Yes | Yes | Yes | Yes | No | Yes | Yes | Yes | No | Yes | Answer not public at provider’s request | No | Yes
What manufacturer(s) and what luminaires are available with the sensors and network interface embedded? | LLCi | None | http://www.enlightedinc.com/luminaire-oem-partners/ | Available in growing list of Eaton Luminaire Families: Encounter (EN) SkyRidge (SR) ArcLine (ALNG) Steeler (SSLED) HBLED | Answer not public at provider’s request | A range of luminaires from Acuity Brands Healthcare, Holophane, Gotham, Juno, Lithonia, Mark, Peerless, and Winona. See http://www.acuitybrands.com/products/controls/nlight#6ebdd35f-32cf-4f8a-ba6e-627101f970a1 for a current list | NA | Available in growing list of Philips families: Daybrite: EvoGrid, DuaLED, ClearAppeal, FBX; Lightolier: Calculite; Philips: EvoKit. Partial list online in SpaceWise Office Design Guide. | Cree SmartCast Luminaires | LG Simple Choice Troffers with Sensor Connect Option; & High Bay IP65 with IP65 Multi Sensor. http://www.lglightingus.com/led-products.aspx | A range of luminaires from Acuity Brands Lithonia (BLT, VTL, WL) and Peerless (Bruno) | N/A | A range of luminaires from Acuity Brands including Lithonia and Holophane. See: http://www.acuitybrands.com/products/controls/xpoint-wireless#e1c00cd6-f5eb-44c7-aaaf-f3e0707f5eae | Available from a growing list of manufacturers currently including LSI Industries | A growing list of Digital Lumens high bay luminaire families including CLE, DLE, HLE Hazardous Location, ILE Extreme Temperature, LLE Linear; plus Philips EvoKit | NA | answer not public at provider's request | Answer not public at provider’s request | N/A | Philips Evo Kit and Mercury Lighting products. Others available upon request
|  |  |  | Brief answer to be publicized | Brief answer to be publicized | Brief answer to be publicized | Brief answer to be publicized | Brief answer to be publicized | Brief answer to be publicized | Brief answer to be publicized | Brief answer to be publicized | Brief answer to be publicized | Brief answer to be publicized | Brief answer to be publicized | Yes | Brief answer to be publicized | Yes with Easysense NFC App and NFC Interface, No with Easysense IR App and IR Interface. | Brief answer to be publicized | Brief answer to be publicized | Brief answer to be publicized
Does the system have the capability for localized lighting devices to execute pre-programmed energy saving strategies in the absense of access to a gateway or central processor? | Local Processing | Yes | Yes | Yes | Answer not public at provider’s request | Yes | No | Yes | Yes | Yes | Yes | Yes | Yes | Yes | Yes | Yes | Yes | Yes | No | Yes
If yes, what energy savings strategies can be executed without connection or due to failure of connection to a gateway or central processor? | Local Processing | Occupancy, vacancy, high end trim, daylight harvesting | occupancy sensing, daylight harvesting, high-end trim, personal control, dimmer switch, task tuning, etc. | occupancy sensing, daylight harvesting, high-end trim, personal control, dimmer switch, task tuning, etc. | Answer not public at provider’s request | occupancy sensing, daylight harvesting, high-end trim, personal control, task tuning, etc. | N/A | occupancy sensing, daylight harvesting, high-end trim, personal control, dimmer switch | Occupancy/Vacancy Sensing & Daylight Harvesting | Failure of gateway: high end trim, local dimmer switch. Failure of central processor: occupancy sensing, daylight harvest, high end trim, scheduling, local dimmer switch | occupancy sensing, daylight harvesting, high-end trim, personal control, task tuning, etc. | High-end trim, Occupancy on/off/dim, Manual on | Occupancy/vacancy sensing, daylight harvesting, high-end trim, personal control, task tuning, etc. | occupancy sensing, daylight harvesting, high-end trim, personal control, dimmer switch, task tuning, HVAC integration, plug load control | occupancy sensing, high-end trim, low end trim, sensor delay, daylight harvesting | All strategies except logging and reporting. | occupancy sensing, daylight harvesting, high-end trim, personal control, dimmer switch, task tuning, etc. | occupancy sensing | N/A | Occupancy sensing, daylight harvesting, rocker switch
|  |  |  | Brief answer to be publicized | Brief answer to be publicized | Brief answer to be publicized | Brief answer to be publicized | Brief answer to be publicized | Brief answer to be publicized | Brief answer to be publicized | Brief answer to be publicized | Brief answer to be publicized | Brief answer to be publicized | Brief answer to be publicized | Yes | Brief answer to be publicized | Yes with Easysense NFC App and NFC Interface, No with Easysense IR App and IR Interface. | Brief answer to be publicized | Brief answer to be publicized | Brief answer to be publicized
Does the system have scheduling capability? | Scheduling | Yes | Yes | Yes | Yes | Yes | Yes | No | No | Yes | No | Yes | Yes | Yes | Yes | Yes | No | Yes | Yes | Yes
Does the system use an astronomical time-clock for scheduling? | Scheduling | Yes | Yes | Yes | Answer not public at provider’s request | Yes | Yes | No | No | Answer not public at provider's request | No | No | Yes | Yes | No | Yes | No | Yes | Yes | no, it updates the clock through the BMS network
Does the system provide holiday and special schedule programming? | Scheduling | Yes | Yes | Yes | Yes | Yes | Yes | No | No | Yes | No | Yes; Program Editor on web Interface | Yes | Yes | Yes | Yes | No | Yes | Yes | Yes
Does the system provide the capability to override scheduling via a local override switch? | Scheduling | Yes | Yes | Yes | Yes | Yes | Yes | No | No | Yes | No | Yes | Yes | Yes | Yes | Yes | No | Yes | Yes | Yes
Does the system provide the capability to layer with other control strategies by timer or priority? | Scheduling | Yes | Yes | Yes | Yes | Yes | Yes | No | No | Yes | No | Yes | Yes | No | Yes | Yes | No | Yes | Yes | Yes
|  |  |  | Brief answer to be publicized | Brief answer to be publicized | Brief answer to be publicized | Brief answer to be publicized | Brief answer to be publicized | Brief answer to be publicized | Brief answer to be publicized | Brief answer to be publicized | Brief answer to be publicized | Brief answer to be publicized | Brief answer to be publicized | Yes | Brief answer to be publicized | Yes with Easysense NFC App and NFC Interface, No with Easysense IR App and IR Interface. | Brief answer to be publicized | Brief answer to be publicized | Brief answer to be publicized
Does the system have personal control capability? | Personal Control | Yes | Yes | Yes | Yes | Yes | Yes | Yes | Yes | Yes | Yes | Yes | Yes | Yes | Yes | Yes | Yes | Yes | Yes | Yes
What interface does the personal control use? | Personal Control | Any smart phone, tablet or web browser. | Wireless Switch and Web Browsers for Windows amd MACs | Wireless Switch and Web Browsers for Windows amd MACs | Web browser for tablet, mobile, computer. | Windows-based PC or iOS Application | Web browser | Wireless dimmer switch or wireless four button scene selector | Wireless dimmer switch | Wireless switch/dimmers & Web browser on desktop, laptop, tablet mobile devices | Wireless switch | Web browser, iOS App, wall, scene, and handheld remote switches | Windows-based PC App or iOS App | Wireless Remote or Switch | Android or IOS App, web browser, keypad | Web based PC Quantum Vue, Pico wireless remote | Wireless dimmer switch | Web browser, wall switch/dimmer | Smartphone app, desktop application, wireless keypad on desk | Rocker switch or mobile app for Android or iOS
Can luminaires be zoned/grouped for personal control? How? | Personal Control | Yes | Yes | Yes | Yes | Yes | Yes | Yes | Yes | Yes | Yes | Yes | Yes | Yes | Yes | Yes | Yes | Yes | Yes | Yes
Does the system automatically learn/adapt to a user's personal control preferences? If so, what are the results? | Personal Control | Yes | No | No | Answer not public at provider’s request | Yes | No | No | No | Yes | No | No | Yes | Yes | No | No | No | Answer not public at provider’s request | No | No, at device level; Yes, with third party BACnet BMS
Can the system report out personal control settings? How? | Personal Control | Yes | No | No | Yes | Yes | Yes, via Reports | No | No | Yes, via ControlScope software | No | Yes | Yes | Yes | Yes | No | No | Yes | Yes | Yes
|  |  |  | Brief answer to be publicized | Brief answer to be publicized | Brief answer to be publicized | Brief answer to be publicized | Brief answer to be publicized | Brief answer to be publicized | Brief answer to be publicized | Brief answer to be publicized | Brief answer to be publicized | Brief answer to be publicized | Brief answer to be publicized | Yes | Brief answer to be publicized | Yes with Easysense NFC App and NFC Interface, No with Easysense IR App and IR Interface. | Brief answer to be publicized | Brief answer to be publicized | Brief answer to be publicized
Does the system have load-shedding/demand response capability? | Demand Response | Yes | Yes | Yes | Yes | Yes | Yes | No | No | Yes | No | Yes | Yes | Yes | Yes | Yes | No | Yes | Yes | Yes with third party BMS
Does the system have the ability to implement demand response via an external signal? How? | Demand Response | No | Yes, OpenADR 2.0 via internet | Yes, OpenADR 2.0 via internet | Yes, via programmed digital switch (BMS) | Yes, either via a dry contact input from a 3rd party system, or from OpenADR 2.0 | Yes, via BMS signal (BACnet) | No | No | Yes, OpenADR 1.0 & 2.0a via internet | No | Yes, OpenADR 2.0a via internet | Yes, either via a dry contact input from a 3rd party system, or from Open ADR 2.0 | Yes, Contact Closure or BACnet | Yes, OpenADR 2.0 via internet (with 3rd party hardware & software) | Yes,via BACnet | No | Answer not public at provider’s request | Yes | yes
Does the system have the ability to report real-time power reduction? How? | Demand Response | Yes | Yes | Yes | Answer not public at provider’s request | No | Yes, via Polaris 3D™ | No | No | Yes, using the ControlScope software | No | No | No | Yes | Yes | Yes | No | Yes | Yes | Yes
If the system has demand response, does it comply with the OpenADR Standard? What version does it comply with? | Demand Response | No | Yes, OpenADR 2.0 | Yes, OpenADR 2.0 | Answer not public at provider’s request | Yes, OpenADR 2.0a | No | No | No | Yes, OpenADR 1.0 & 2.0a | No | Yes, OpenADR 2.0a | Yes, OpenADR 2.0a | No | OpenADR 2.0, with 3rd party hardware and software | No | NA | Answer not public at provider’s request | Yes with 3rd party hardware and software. | Answer not public at provider's request
Is the OpenADR device tested and verified for OpenADR compliance? Is it listed in the OpenADR certified products database? | Demand Response | No | Yes | Yes | Answer not public at provider’s request | Yes | No | No | No | Yes | No | Yes | Yes | NA | Yes, with 3rd party hardware & software | NA | NA | Answer not public at provider’s request | Yes | Answer not public at provider's request
|  |  |  | Brief answer to be publicized | Brief answer to be publicized | Brief answer to be publicized | Brief answer to be publicized | Brief answer to be publicized | Brief answer to be publicized | Brief answer to be publicized | Brief answer to be publicized | Brief answer to be publicized | Brief answer to be publicized | Brief answer to be publicized | Yes | Brief answer to be publicized | Yes with Easysense NFC App and NFC Interface, No with Easysense IR App and IR Interface. | Brief answer to be publicized | Brief answer to be publicized | Brief answer to be publicized
Does the system have plug-load control capability? | Plug Load | Yes | Yes | Yes | Answer not public at provider’s request | Yes | Yes | No | No | Yes | No | Yes | Yes | Yes | No | Yes | No | Yes | Yes | Yes
How does the system implement plug load control? What are the available control strategies? (schedule, occupancy sensor, etc.) | Plug Load | Occupancy, vacancy, scheduling | Occupancy | Occupancy | Answer not public at provider’s request | Occupancy, vacancy, scheduling | Occupancy, Scheduling | No | N/A | Occupancy, vacancy, scheduling, manual control, demand response | No | Occupancy sensor, schedule, switches, web/mobile interface | Occupancy, Vacancy, Scheduling | Schedule, Occupancy Sensing, Demand Response, Personal control, BACnet signal | NA | Schedules, Occupancy sensor, Manual control | NA | Schedule, Occupancy Sensor | Scheduling, occupancy, daylight harvesting, emergency override | Manual switch, occupancy, and Key card
|  |  |  | Brief answer to be publicized | Brief answer to be publicized | Brief answer to be publicized | Brief answer to be publicized | Brief answer to be publicized | Brief answer to be publicized | Brief answer to be publicized | Brief answer to be publicized | Brief answer to be publicized | Brief answer to be publicized | Brief answer to be publicized | Yes | Brief answer to be publicized | Yes with Easysense NFC App and NFC Interface, No with Easysense IR App and IR Interface. | Brief answer to be publicized | Brief answer to be publicized | Brief answer to be publicized
Does the system have the ability to communicate with other building systems? | Building Systems | No | Yes | Yes | Yes | Yes | Yes | No | No | Yes | No | Yes | Yes | Yes | Yes | Yes | answer not public at provider's request | Yes | Yes | Yes
What other system(s) does the system communicate with? How? What components are required? | Building Systems | N/A | Systems: BMS, EMS, HVAC, Lighting. Communication protocols: BACnet | Systems: BMS, EMS, HVAC, Lighting. Communication protocols: BACnet | Systems: BMS, EMS, HVAC, Lighting. Communication protocols: BACnet | BMS, EMS, HVAC, Lighting. Communication Protocols: BACnet/IP, BACnet/MSTP, RS232/485 | Systems: BMS, EMS, HVAC Communication protocols: BACnet/IP, NiagaraAX via Ethernet switch | NA | No | Systems: BMS, EMS, HVAC, Lighting. Communication protocols: BACnet/IP, Modbus RS485 | No | BAS Protocols: BACNet®, LonWorks®, Metasys®, or MODBUS®. Ethernet: Supports Gigabit Ethernet. Requires gateway with correct protocol selected. | Systems: BMS, EMS, HVAC, Lighting. Communication protocols: BACnet/IP, BACnet/MSTP, RS-232/RS-485. | Systems: BMS, EMS, HVAC, Lighting. Communication protocols: BACnet, Contact Closure, Ethernet | Systems: BMS, EMS, HVAC, Lighting. Communication protocols: HTTP via API | Systems: BMS, EMS, HVAC, Lighting. Communication protocols: BACnet, Contact closure, Telnet, Ethernet/RS-232 | NA | Systems: BMS, EMS, HVAC, Lighting. Communication protocols: BACnet/IP, Modbus RS485, HTTP, NiagaraAX | Systems: BMS, EMS, HVAC, Lighting. BACnet TCP/IP native; GLABMS translator for LONworks, BACnet MSTP, MODbus | Systems: BMS, EMS, HVAC, Lighting. Communication protocols: BACnet Requires Magnum eBox Gateway
Are any components of the system certified for compliance with any BMS/EMS standards or industry specfications? If yes, which components and which standards/specifications? | Building Systems | No | No | No | Yes | Yes | The BACnet Interface adheres to the ANSI/ASHRAE standard 135-2004 “BACnet” (ISSN 1041-2336)/Work with DALI protocol compliant products. | No | No | Answer not public at provider's request | No | BACNet® IP, BACNet® MS/TP, LonWorks® | Yes, nLight Eclypse is listed by BTL as supporting a variety of BACnet Profiles. | No | No | Yes | NA | Answer not public at provider’s request | No | yes; the Magnum ebox, which communicates to the BMS through BACnet protocal.
Besides the BMS/EMS communcation above, does the system have additional capability to communicate with HVAC systems? How? | Building Systems | N/A | Yes, via BACnet/IP and Enlighted Aire application | Yes, via BACnet/IP and Enlighted Aire application | Answer not public at provider’s request | Yes, via dry contacts | Dry contacts | NA | No | Binary & Analog Input Interface | No | No | Yes, via dry contacts | Dry contacts | Dry contact, X600M | Dry contacts, BACnet | NA | Answer not public at provider’s request | Yes | yes; through AirConfig a lighting controller can be grouped with an HVAC product if both controllers rely on the same temperature or occuoancy sensor input from lighting controller
What information or data can be communicated with HVAC systems? | Building Systems | N/A | Occupancy, Temperature | Occupancy, Temperature | Answer not public at provider’s request | Occupancy status, luminaire/power pack status, user inputs, etc. | ON/OFF Status (occupancy) & Brightness as percentage | NA | No | Occupancy, light level, light schedule, manual override state, control strategy. temperature set point, operation and fan modes, thermostat status, remote sensor data | No | Occupancy, light level | Occupancy status, luminaire/power pack status, user inputs, etc. | Occupancy Status, Loadshed state, energy status | Occupancy, Energy Usage Data | Occupancy status | NA | Answer not public at provider’s request | Any input on Crestron system can be an OID (object ID) thru BMS network onto the HVAC system. Controllable both via HVAC system & lighting control system. | Occupancy, Temperature, Window/Door, etc.
|  |  |  | Brief answer to be publicized | Brief answer to be publicized | Brief answer to be publicized | Brief answer to be publicized | Brief answer to be publicized | Brief answer to be publicized | Brief answer to be publicized | Brief answer to be publicized | Brief answer to be publicized | Brief answer to be publicized | Brief answer to be publicized | Yes | Brief answer to be publicized | Yes with Easysense NFC App and NFC Interface, No with Easysense IR App and IR Interface. | Brief answer to be publicized | Brief answer to be publicized | Brief answer to be publicized
Does the system have energy performance monitoring capability? | Energy Monitor | Yes | Yes | Yes | Yes | Yes | Yes | No | No | Yes | No | Yes | Yes | Yes | Yes | Yes | Yes (beta) | Yes | Yes | Yes
What is the methodology(s)? (look-up table, metering, etc.) | Energy Monitor | Metering | Metering | Metering | look-up | metering and look-up table | look-up table | NA | No | metering or look-up table, depending on device | No | Look-up table | Metering | Metering and calculated | Integrated Power Metering | Calculated | meter in SR driver | metering, estimation, pulse counting | Energy metering with current transformers | metering
If metered, where is the meter located? (integrated into ballast or driver, integrated into separate communication module, installed at panel) | Energy Monitor | Integrated w/Lightcloud Controller and Ceiling sensor | Each Luminaire either has an Integrated Enlighted Control Unit or it's Integrated within the LED Driver or within the Plugload Sensor | Each Luminaire either has an Integrated Enlighted Control Unit or it's Integrated within the LED Driver or within the Plugload Sensor | Answer not public at provider’s request | Integrated into relay pack | N/A | NA | No | Integrated into wireless controller installed at fixture or panel. Modbus power meters installed at panel. | No | N/A | Integrated into the wireless light controller or sensor/controller | Integrated Power Metering on each Powpak Wireless Fixture Controller | Integrated power metering on each fixture and DLA. | NA | meter in SR driver | Metering instruments are usually located at the electrical panel. SmartLet devices have an integrated metering capability. | installed at panel | Two options: (1) nodes read power info from driver via DALI, (2) 0-10V controls relay with onboard CT for metering
If metered, what is the meter accuracy, precision, and sampling frequency for each meter offered by the system? | Energy Monitor | plus or minus 5 percent, less than once per minute | e.g. At energy levels of 30% and above, ±2% Power at zone/luminaire, ±2% Energy at room/area. At energy levels below 30%, ±5% Power at zone/luminaire, ±5% Energy at room/area. Sampled at 1 minute, aggregated to 15 minute intervals | e.g. At energy levels of 30% and above, ±2% Power at zone/luminaire, ±2% Energy at room/area. At energy levels below 30%, ±5% Power at zone/luminaire, ±5% Energy at room/area. Sampled at 1 minute, aggregated to 15 minute intervals | Answer not public at provider’s request | ±5% accuracy, sampled every 0.5 seconds | Answer not public at provider’s request | NA | No | WA 100- PM +/- 2% accuracy (0.03~15A range) WHS 100 +/- 2 % accuracy (0.04~5A). Sampling interval 2.5 minutes | No | N/A | ±2% accuracy, sampled at 1.5kHz | Measured energy data for PowPak® Wireless Fixture Control accurate to ±2%, or 0.5 W, whichever is higher | ±2% to ±5% depending on device. Sampling interval 5 minutes, aggregated to 15 minute reporting increments. | NA | ±0.5W/±4% sampled at 1 second interval by SR driver, aggregated to 60 minutes in EasySense | Veris Meter: +/- 1% or better. Sampling 2520 Hz. Data update 1 Hz. | Accuracy for the current transformers range from 0.5% to 1% variance. Frequency ranges from 10Hz to 10KHz. Recording can be performed every 5 minutes. | Accuracy: Driver +4%; Magnum Relay +0.5% preliminary
If metered, does the meter(s) measure both current and voltage or current only when determining power usage? | Energy Monitor | voltage and current | Both Current and Voltage | Both Current and Voltage | Answer not public at provider’s request | Current only | Answer not public at provider’s request | NA | No | Current & Voltage | No | N/A | Both Current and Voltage | Current and voltage | Voltage and Current | NA | Voltage & Current | Current and Voltage | Both | Voltage & Current
What data is collected by the energy monitoring? | Energy Monitor | voltage and current and ontime | GUI: energy, power. Via API: current, voltage, line frequency, real power, reactive power, apparent power and power factor | GUI: energy, power. Via API: current, voltage, line frequency, real power, reactive power, apparent power and power factor | Answer not public at provider’s request | Power and energy | Luminaire brightness valuL | NA | No | Energy, Load Utilization % | No | On-time, light level | Power and energy | Power and Energy | kWh - continuous monitoring | Power and Energy | Watthours and Instantaneous Power. | Voltage, Current, Power Factor, Frequency, and Consumption | RMS voltage, RMS current, active power, reactive power, apparent power, power factor, total energy used. | apparent power measuring [w*h]
Does the system have the ability to monitor and report energy use of plug loads? How? | Energy Monitor | Yes | Yes | Yes | Answer not public at provider’s request | Yes | Yes | No | No | Yes | No | No | Yes | No | No | No | NA | Yes | Yes | No
What is the format of the data output? Does it follow an industry standard for file format and/or contents? If so, what standard(s)? | Energy Monitor | Available in custom formats per user request. | XML and CSV | XML and CSV | Answer not public at provider’s request | CSV, BACnet | CSV | NA | No | CSV, PDF, PNG | No | CSV | CSV, BACnet | BACnet | CSV, xlsx | CSV | NA | CSV or PDF | available in custom formats per user request | CSV
|  |  |  | Brief answer to be publicized | Brief answer to be publicized | Brief answer to be publicized | Brief answer to be publicized | Brief answer to be publicized | Brief answer to be publicized | Brief answer to be publicized | Brief answer to be publicized | Brief answer to be publicized | Brief answer to be publicized | Brief answer to be publicized | Yes | Brief answer to be publicized | Yes with Easysense NFC App and NFC Interface, No with Easysense IR App and IR Interface. | Brief answer to be publicized | Brief answer to be publicized | Brief answer to be publicized
Does the system have the capability to monitor, diagnose, and report its operational performance? | Monitor & Diagnose | Yes | Yes | Yes | Yes | Yes | Yes | No | No | Yes | No | Yes | Yes | Yes | Yes | Yes | Yes (beta) | Yes | Yes | Yes
What specific system characteristics can be monitored, diagnosed, and/or reported? | Monitor & Diagnose | 3G Connectivity; Wireless mesh network strength, uptime, system data | Sensor and Gateway Communication status, Control Unit failures, Fixture and Lamp outages, Wireless Switch Battery Level | Sensor and Gateway Communication status, Control Unit failures, Fixture and Lamp outages, Wireless Switch Battery Level | System availability, lamp hours, error feedback. | Online/offline devices, system bus voltage, device health, device temperature, luminaire run hours, relay/occupancy/photocell historic state | Component failures: Lamp, Ballast & Driver; Remaining life: Lamp, Ballast, Driver & Battery status for wireless components; Robustness of mesh network: Hop count, Max. & ave. latency, Route of the signal, Wireless signal strength | NA | N/A | Component failures, luminaire failure, low battery warning, communication failures for devices & gateway, temperature alerts, configuration changes. | No | Loss of communication, low battery | Online/offline devices, device health, device status (sensing inputs and relay/dimming outputs), luminaire run hours, relay/occupancy/photocell historic state. | Wireless hub online/offline, connection state, firmware update in progress, Sensor and Pico battery state, Load controls association limits, connection to incorrect loads | Fixture communication issues, gateway communication issues, networking faults, light bar issues, power faults, battery backup issues | Component failures, remaining life, Battery status, server memory, load shedding state | System On time and Lamp On Time | Monitored Characteristics: Status (Active, Warning, Removed, Error); Location; State (on, off, dim %); Schedule; Serial #; Model #; Last Reported Occupancy; Max Lighting Level (High Trim); Min Lighting Level; Photosensor value; Switch Setting (on-off, dim | Component failures: Lamp, Ballast & Driver; Low Battery, Connectivity Status, Lighting & Shade Settings, Occupancy, Temperature | Dim value, Occupancy, Lux value, capacitor voltage, current consumption, overall power consumption
What mechanisms are provided to alert system problems or failures? | Monitor & Diagnose | System notifications and local lights | Email Notifications, Outage Reports, Events Listing | Email Notifications, Outage Reports, Events Listing | Email notifications, outage reports, local lights | LED blink errors on devices, plus GUI (touchscreen and web browser) indication of errored/offline devices | Email, System messages & LED | NA | N/A | Email for all problems detected; Alerts on the user interface. | No | Error messages via email. Notification via icons on web interface. | GUI (touchscreen and web browser) graphically displays offline devices. | LED blinking on devices and color indication on the Hub | Diagnostics Page and map of nodes | Emails, alert pop ups in Quantum Vue, blinking LED near end of wireless sensor battery life | NA | Email for all problems detected | Visual alerts on devices. If networked, audible alerts, status reports; email, text (SMS) | Gateway alarms the system of missing sensor heartbeats and VenergyUI has email reporting features
|  |  |  | Brief answer to be publicized | Brief answer to be publicized | Brief answer to be publicized | Brief answer to be publicized | Brief answer to be publicized | Brief answer to be publicized | Brief answer to be publicized | Brief answer to be publicized | Brief answer to be publicized | Brief answer to be publicized | Brief answer to be publicized | Yes | Brief answer to be publicized | Yes with Easysense NFC App and NFC Interface, No with Easysense IR App and IR Interface. | Brief answer to be publicized | Brief answer to be publicized | Brief answer to be publicized
Is information available on the power usage of control system devices including sensors and network interfaces? If so, please provide. | Power Usage | Yes | Yes | NA | Answer not public at provider’s request | Yes, typical power consumption is ~3mA @12-24VDC, but each specification sheet will have information for individual devices | Yes | NA | N/A | Yes | No | No | No | Yes | Yes | NA | Yes | Answer not public at provider’s request | Yes, all power usage is contained within the specification sheets | No
|  |  |  | Brief answer to be publicized | Brief answer to be publicized | Brief answer to be publicized | Brief answer to be publicized | Brief answer to be publicized | Brief answer to be publicized | Brief answer to be publicized | Brief answer to be publicized | Brief answer to be publicized | Brief answer to be publicized | Brief answer to be publicized | Yes | Brief answer to be publicized | Yes with Easysense NFC App and NFC Interface, No with Easysense IR App and IR Interface. | Brief answer to be publicized | Brief answer to be publicized | Brief answer to be publicized
Does the system support emergency lighting, through battery backup and/or commissioning? | Emergency Light | Yes | Yes | Yes | Answer not public at provider’s request | Yes | Yes | Yes | Yes | Yes | Yes | Yes | Yes | Yes | Yes | Yes | Yes | No | Yes | No