## Welcome
Tacoma Power's Bright Rebates Lighting Application
What does this application do?
This application supports Tacoma Power’s Bright Rebates lighting program, one of Tacoma Power’s energy efficiency programs for business customers. It calculates a project's estimated annual kWh savings from replacing existing lighting and controls with more energy efficient equipment and estimates the incentive.
The application is for retrofits only. It is not for new construction or indoor agriculture projects; please see our website for information on these programs.
Before you get started…
Contact us before you remove your existing equipment so that we can verify your eligibility.
At that time, we will also confirm your Tacoma Power utility rate class to determine which incentive rate you'll receive:
Utility Rate Class - Incentive Rate - Incentive Unit
Small General (B) - $0.19 - per kWh saved
General (G) - $0.17 - per kWh saved
High Voltage (HVG) - $0.17 - per kWh saved
How to contact Tacoma Power
If you have any questions about the Bright Rebates program, please contact us at:
BrightRebates@tacoma.gov
2535028619
https://www.mytpu.org/ways-to-save/business-rebates/
Next steps
Please review the Bright Rebates application process and program requirements on the TPU website:
Bright-Rebates-Project-Checklist.pdf
Application Version: July_6_2026

## Instructions
How to Complete the Application | Jump to instructions for --> | Errors | Contacts | Site | Spaces | Measures | Summaries | Abbreviations | Color Legend
All tabs
1. Complete the tabs in order from LEFT to RIGHT.
The "Contacts", "Site", "Spaces", and "Measures" tabs require data entry.
2. Fill in all required cells.
BLUE are required.
ORANGE are optional.
3.If a cell turns dark GRAY, it is not needed. Skip it.
4. You may copy and paste values; however, you cannot drag cells or use Excel's "fill" function, i.e., the handle in the lower right corner of a selected cell.
5. To clear your data entry, select only blue and orange cells. Then press "Delete" on the keyboard or right click and select the "Clear Contents" menu option.
6. If you have previously used Tacoma Power's lighting application, please read the "Changes" tab (far right tab) to learn how this one differs from earlier ones.
Fix Errors
1. If you see the errors #N/A or #VALUE errors, the most likely reasons are the following:
a) The rate class was accidentally left blank. Please select a "Rate Class" on the "Site" tab.
b) The space type or description was changed. See item 11 in the "Spaces tab" instructions below for how to resolve.
c) The fixture class, category, or subcategory was changed to an invalid combination. See item 1 in the "Measures tab" instructions below for how to resolve.
2. If savings are all zero, please fill in the building type on the "Site" tab.
3. If savings are zero for a particular measure row, please review and correct data entry on the "Spaces" tab.
Ex. Was "Cooling Type" accidentally left blank?
4. If the estimated incentive payout amount is zero on the "Project Summary" tab, please fill in the project cost on the "Site" tab.
5. The far right columns on the "Measures" tab tell you if any data entry was missed for existing or proposed fixtures or controls.
Please enter the missing information.
Important: if the number of lamps (or units) per fixture is 1 or the quantity of fixtures is 1, you must enter 1. (The formulas interpret blank cells as zero, and the kWh savings will be wrong if cells are left blank.)
Contacts tab
1. Enter the project name.
Typically this is the building name or address and a very short description of the work. Ex. "Tacoma Municipal Bldg - Exterior Ltg".
2. In the "Customer Project Contact" section, enter the contact information for the person who holds the Tacoma Power account.
3. In the "Person Signing Agreement" section, enter the name and email of the person who will sign the project's participation agreement (a.k.a. contract).
If the customer project contact is the signer, skip this section.
4. In the "Trade Ally Project Contact" section, enter the contact information of the person submitting the paperwork and/or the person leading the project who is not the customer.
If there is no trade ally, please enter "self-install".
5. Leave blank the "Tacoma Power Project Contact" section.
After the application has been submitted, a Tacoma Power staff member will be assigned to your project and fill in this section.
Site tab
1. Enter the location at which the installation work will be done.
2. Select the building type that most closely fits your facility.
Please note that 'Assembly' is a public assembly or gathering location, such as a church or auditorium. It is not manufacturing.
3. Select the building's Tacoma Power rate class.
4. Enter the estimated project cost. Include costs of labor, materials, taxes, permits, etc.
Spaces tab
1. Fill in cells from left to right.
2. Fill in one row for each unique space.
Each space must include the space type, HVAC conditions of that space, and the number of hours per day and the number of weeks per year that the lighting is in operation.
Examples of daily hours include:
a. Conference rooms are typically 4 to 6 hours.
b. Electrical rooms and closets are about 1 hour.
c. Restrooms are 4 to 6 hours.
d. Breakrooms may be 4 to 6 hours or full shift hours.
e. Warehouses or production, stairwells, and egresses may be unheated and uncooled and operate 24 hours.
Please talk with facility personnel to determine the accurate operating hours and HVAC conditions for each space.
3. Enter emergency lighting, egresses, and exit signs that are never off as their own spaces with 24/7/52 operating hours.
4. Enter 51 weeks a year if the customer takes off the seven major holidays.
Only enter 52 weeks if the company never closes or the lights never go off.
5. If a room has an existing occupancy sensor, A) reduce the operating hours by 25% for that space and B) note it in the "Additional Space Information" column so Tacoma Power knows there are existing controls.
6. If you operate your exterior lighting more than 12 hours a day, please select 'Exterior - Other' as the "Space Type" and include a description of the operation in the "Space Description" column.
Ex. the Port of Tacoma or truck fueling stations.
More about the "Spaces" tab
7. The “Space Description” is intended to further identify the space.
Ex. '4th Floor' or 'NW parking lot'
8. Each combination of "Space Type" and "Space Description" must be unique.
If the row number cells turns pink, it means a duplicate combination occurred.
9. An 'Exterior' space with dusk to dawn hours and no heating or cooling has been pre-filled for you.
The space has been preset because 4,380 is the maximum allowed hours per energy code requirements.
10. The “Additional Space Information” is for more space specifics.
Ex. "Room 807" or “has existing occupancy sensors”.
11. If you change the space type or description after you have used it on the "Measures" tab, you must reselect the space on the "Measures" tab so that the savings and incentive recalculate.
Measures tab
1. Fill in the cells from left to right.
If you need to undo some data entry, clear cells from right to left, and then enter the updated information. (This ensures that the drop down lists and data validations work properly.)
2. Fill in one row for each unique combination of space, measure type, existing fixture, proposed fixture, and controls.
You can enter a total quantity for a space as long as the existing conditions are the same and the proposed equipment will be the same.
Ex. if all restrooms in the employee-only areas are the same, you can enter one row, but if the restroom in the lobby has different fixtures or controls, that is a second row.
3. Select a "Measure Type" for each row:
a) Fixtures: select this when you are replacing existing fixtures with new fixtures, and, optionally, adding controls to the new fixtures.
b) Controls Only: select this when you are adding controls to existing fixtures.
c) Decommissioning: select this when you are removing existing fixtures and not replacing them.
Decommissioning fixtures
1. If you are removing all fixtures from a space, 1) select the measure type 'Decommissioning' and 2) enter the fixture information in the "Existing Fixtures" section.
2. If you are removing some fixtures and replacing them with a fewer number of new fixtures, 1) select the measure type 'Fixtures' and 2) fill in both the "Existing Fixtures" and "Proposed Fixtures" sections.
Existing Fixture Wattage
1. Please enter the lamp or fixture wattage without the ballast factor.
If the cell turned pink, it means the wattage is invalid. Please select a wattage from the dropdown list or, for LED fixtures, type in the wattage per unit.
Proposed Fixture Wattage
1. Please enter wattage per unit.
Examples of units include tubes and modules.
Number of Lamps (or Units) per Fixture
1. If the number of lamps (or units) per fixture is 1, you must enter 1.
The formulas interpret blank cells as zero, and the kWh savings will be wrong if cells are left blank.
Quantity of Fixture
1. If the quantity of fixtures is 1, you must enter 1.
The formulas interpret blank cells as zero, and the kWh savings will be wrong if cells are left blank.
Controls
1. If you are installing only controls, select the measure type 'Controls Only' and fill in the "Existing Fixtures" section for the fixtures to which the controls are being applied and then fill in the "Controls" section.
2. Please enter a quantity that is less than or equal to the fixture quantity.
If the cell turned pink after you entered the controls quantity, it means the quantity is greater than the proposed fixture quantity or, for a 'Controls Only' measure, that the quantity is greater than the existing fixture quantity. Please correct the fixture or controls quantity to resolve the issue.
3. If you are installing controls on an exterior fixture, please describe them in the "Line Item Comments" column.
Controls on exterior lighting are allowed only if they are occupancy sensors or if they will step down the fixture output based on a time clock. (Photocells are a code requirement for exterior fixtures and do not qualify for an incentive.)
More about incentives
1. The phrase "Uncapped Incentive" means the amount shown has not yet been adjusted for TPU program parameters.
For example, for a customer with the "General (G)" rate class, if the total "Uncapped Incentive" amount exceeds 60% of the project cost, then the estimated capped incentive amount will be 60% of the project cost.
2. Please see the "Project Summary" tab for the estimated capped project incentive.
Project Summary tab
1. There is no data entry on this tab.
It shows grand totals of project's estimated incentive payout amount, estimated kWh savings, and estimated return on investment.
The tab is formatted to print.
Measure Summary tab
1. There is no data entry on this tab.
It shows the sum of the uncapped estimated incentive and the sum of the estimated kWh savings by fixture type and control type.
The tab is formatted to print.
Walkthrough tab
1. Please print this tab as needed.
It shows the measures in a condensed layout.
It's intended to be used on walkthrough inspections.
The tab is formatted to print.
Fixture Review tab
1. There is no data entry on this tab.
It shows counts of controls, counts of decommissioned existing fixtures, and counts of proposed fixtures grouped by manufacturer and model number.
It's intended to be used when checking this application against invoices.
The tab is formatted to print.
DIY Summary tab
1. Change the pivot table as desired to help you review the information that you entered on the "Measures" tab.
2. Please refresh the table after you make changes to the "Measures" tab.
TPU Data Entry tab
1. This is for Tacoma Power's use only.
TPU staff, please enter the sector that the project belongs under and enter the project's DSMC number.
Other tabs
1. Other tabs contain supplemental information and are for reference only.
Acronyms and Abbreviations
Go to the "Abbreviations" tab for an explanation of the acronyms and abbreviations used in the application.
Color Coding Used in the Application
Cell Color
Blue are required.
Orange are optional.
Dark gray are not needed for the measure.
Pink indicates there is a problem with the data entry.
Tab Color
Blue are for trade allies and/or customers to fill in.
Green summarize the blue tabs.
Purple is for Tacoma Power staff to fill in.
No color is supplemental information.
Orange is behind-the-scenes, not for display.
Red is behind-the-scenes system administrator documentation, not for display.

## Contacts
Contact Information | Go to instructions.
Project Name
Customer Project Contact
Company Name
Address
City
State
Zip Code
Contact Name
Contact Email
Contact Phone
Person Signing Agreement – if other than the Customer Project Contact
Signer's Name
Signer's Email
Signer's Phone (optional)
Trade Ally Project Contact
Enter “Self-install” if the work is being completed in-house.
Company Name
Address
City
State
Zip Code
Contact Name
Contact Email
Contact Phone
Tacoma Power Project Contact
Tacoma Power will fill in this information.
Contact Name
Contact Email
Contact Phone

## Site
Site Information | Go to instructions.
Project Name
Installation Site
Site Name
Site Address
Site City
Site State
Site Zip Code
Building Type
Rate Class
Estimated Project Cost
Additional Project Information (optional)
Note on A13: [Threaded comment] Your version of Excel allows you to read this threaded comment; however, any edits to it will get removed if the file is opened in a newer version of Excel. Learn more: https://go.microsoft.com/fwlink/?linkid=870924 Comment: This is the customer's Tacoma Power account rate class.

## Spaces
Spaces and Hours |  |  | If you change the space type or description AFTER you have used it on the "Measures" tab, you MUST reselect the space on the "Measures" tab so that the savings and incentive recalculate.
Project Name: | [12 empty] | Go to instructions.
Space and HVAC |  |  |  |  | Operating Hours per Day and Weeks per Year | [9 empty] | Additional Information | HVAC | Space and HVAC Helpers |  |  |  | Admin note to self: Keep this column outside the table.
Row | Space Type | Space Description | Heating Type | Cooling Type | Sunday | Monday | Tuesday | Wednesday | Thursday | Friday | Saturday | Weeks per Year | Weekly Hours | Annual Hours | Additional Space Information (optional) | HVAC Factor | Space Conditioning Type Lookup Helper | HVAC Factor Lookup Helper | Space Name Concatenated Helper | Unique Space Helper | Space Name Concatenated Blank Rows Removed Helper
SPACE_INDEX | SPACE_TYPE | SPACE_DESCRIPTION | HEATING_TYPE | COOLING_TYPE | SUNDAY_HOURS | MONDAY_HOURS | TUESDAY_HOURS | WEDNESDAY_HOURS | THURSDAY_HOURS | FRIDAY_HOURS | SATURDAY_HOURS | WEEKS_PER_YEAR | WEEKLY_HOURS | ANNUAL_HOURS | ADDITIONAL_SPACE_INFORMATION | HVAC_FACTOR | SPACE_CONDITIONING_TYPE_LOOKUP_HELPER | HVAC_FACTOR_LOOKUP_HELPER | SPACE_NAME_CONCATENATED_HELPER | UNIQUE_SPACE_HELPER | SPACE_NAME_CONCATENATED_BLANK_ROWS_REMOVED_HELPER
1 | Exterior | Dusk to Dawn | No heating | No cooling | 12 | 12 | 12 | 12 | 12 | 12 | 12 | 52 | 84 | 4380 |  | 0 | None/Exterior | #N/A | Exterior - Dusk to Dawn | TRUE | Exterior - Dusk to Dawn
2 | [16 empty] | #N/A | #N/A
3 | [16 empty] | #N/A | #N/A
4 | [16 empty] | #N/A | #N/A
5 | [16 empty] | #N/A | #N/A
6 | [16 empty] | #N/A | #N/A
7 | [16 empty] | #N/A | #N/A
8 | [16 empty] | #N/A | #N/A
9 | [16 empty] | #N/A | #N/A
10 | [16 empty] | #N/A | #N/A
11 | [16 empty] | #N/A | #N/A
12 | [16 empty] | #N/A | #N/A
13 | [16 empty] | #N/A | #N/A
14 | [16 empty] | #N/A | #N/A
15 | [16 empty] | #N/A | #N/A
16 | [16 empty] | #N/A | #N/A
17 | [16 empty] | #N/A | #N/A
18 | [16 empty] | #N/A | #N/A
19 | [16 empty] | #N/A | #N/A
20 | [16 empty] | #N/A | #N/A
21 | [16 empty] | #N/A | #N/A
22 | [16 empty] | #N/A | #N/A
23 | [16 empty] | #N/A | #N/A
24 | [16 empty] | #N/A | #N/A
25 | [16 empty] | #N/A | #N/A
26 | [16 empty] | #N/A | #N/A
27 | [16 empty] | #N/A | #N/A
28 | [16 empty] | #N/A | #N/A
29 | [16 empty] | #N/A | #N/A
30 | [16 empty] | #N/A | #N/A
31 | [16 empty] | #N/A | #N/A
32 | [16 empty] | #N/A | #N/A
33 | [16 empty] | #N/A | #N/A
34 | [16 empty] | #N/A | #N/A
35 | [16 empty] | #N/A | #N/A
36 | [16 empty] | #N/A | #N/A
37 | [16 empty] | #N/A | #N/A
38 | [16 empty] | #N/A | #N/A
39 | [16 empty] | #N/A | #N/A
40 | [16 empty] | #N/A | #N/A
41 | [16 empty] | #N/A | #N/A
42 | [16 empty] | #N/A | #N/A
43 | [16 empty] | #N/A | #N/A
44 | [16 empty] | #N/A | #N/A
45 | [16 empty] | #N/A | #N/A
46 | [16 empty] | #N/A | #N/A
47 | [16 empty] | #N/A | #N/A
48 | [16 empty] | #N/A | #N/A
49 | [16 empty] | #N/A | #N/A
50 | [16 empty] | #N/A | #N/A
Note on A6: [Threaded comment] Your version of Excel allows you to read this threaded comment; however, any edits to it will get removed if the file is opened in a newer version of Excel. Learn more: https://go.microsoft.com/fwlink/?linkid=870924 Comment: If the cell turned pink, it means there are duplicate combinations of space type and space description. Please make each combination unique.
Note on Q6: [Threaded comment] Your version of Excel allows you to read this threaded comment; however, any edits to it will get removed if the file is opened in a newer version of Excel. Learn more: https://go.microsoft.com/fwlink/?linkid=870924 Comment: This column is hidden because, per the lighting team, customers do not need to see it. This column is used on the "Measures" tab.
Note on R6: [Threaded comment] Your version of Excel allows you to read this threaded comment; however, any edits to it will get removed if the file is opened in a newer version of Excel. Learn more: https://go.microsoft.com/fwlink/?linkid=870924 Comment: The values in this column correspond to the column header of the HVAC Interactive Effects table on the "HVAC Factors" tab. It's used to help lookup the space's HVAC factor.
Note on S6: [Threaded comment] Your version of Excel allows you to read this threaded comment; however, any edits to it will get removed if the file is opened in a newer version of Excel. Learn more: https://go.microsoft.com/fwlink/?linkid=870924 Comment: This holds the INDEX MATCH lookup formula for the HVAC factor. I keep it in its own column because 1) it makes it easier to see if the lookup failed and 2) INDEX MATCH formulas are so long that I don't like to clutter them with other clauses, which make the formula more difficult to parse.
Note on T6: [Threaded comment] Your version of Excel allows you to read this threaded comment; however, any edits to it will get removed if the file is opened in a newer version of Excel. Learn more: https://go.microsoft.com/fwlink/?linkid=870924 Comment: 1) This is used on the "Measures" tab to lookup the space's HVAC Factor and Annual Operating Hours. 2) It's also used in the "Space Name Concatenated Blank Rows Removed Helper" column at right.
Note on U6: [Threaded comment] Your version of Excel allows you to read this threaded comment; however, any edits to it will get removed if the file is opened in a newer version of Excel. Learn more: https://go.microsoft.com/fwlink/?linkid=870924 Comment: 1) Each combination of space type and space description must be unique in order for the drop down list on the "Measures" tab to work properly. 2) This column is used by A) the formula in the "Space Name Concatenated Blank Rows Removed Helper" column and B) in the conditional formatting rule in the "Row" column.
Note on V6: [Threaded comment] Your version of Excel allows you to read this threaded comment; however, any edits to it will get removed if the file is opened in a newer version of Excel. Learn more: https://go.microsoft.com/fwlink/?linkid=870924 Comment: 1) It's correct that this column is outside the Space table. 2) This is used on the "Measures" tab for the "Space Name" data validation drop down list. 3) It's correct that the formula returns empty string when there are duplicate space names. The empty string prevents users from being able to select a space on "Measures" tab, which ensures that users resolve the duplicate space. (Duplicates aren't allowed because they cause VLOOKUP and INDEX MATCH functions to fail.)
Note on A7: [Threaded comment] Your version of Excel allows you to read this threaded comment; however, any edits to it will get removed if the file is opened in a newer version of Excel. Learn more: https://go.microsoft.com/fwlink/?linkid=870924 Comment: Admin note to self: This row contains unique column headers for use in Snowflake. It is a behind-the-scenes row. Do not display to users.

## Measures
Measures |  |  |  | Go to instructions. | [17 empty] | All incentive amounts shown are unadjusted for TPU program parameters; see the "Project Summary" tab for estimated project incentive.
Project Name:
Space |  | Installation | Existing Fixture | [5 empty] | Proposed Fixture | [7 empty] | Controls |  |  |  | Comments | Grand Total kWh Savings |  |  | Fixture Savings and Incentive Details |  |  | Controls Savings and Incentive Details |  |  | Space Details | Existing Fixture Details |  | Proposed Fixture Details |  | Space Helpers |  | Display Helpers | Existing Fixture Helpers |  |  |  | Proposed Fixture Helpers |  | Fixture Incentive Helpers |  |  |  | Controls Incentive and kWh Savings Helpers |  |  |  | BPA Ref. No. Helpers |  |  |  | Missing Information Helpers |  |  |  | Check for Missing Information
Row | Space | Measure Type | Class | Category | Subcategory | Wattage per Lamp | Number of Lamps per Fixture | Quantity of Fixtures | Class | Category | Subcategory | Wattage per Unit | Number of Units per Fixture | Quantity of Fixtures | Manufacturer | Model Number | Control Type | Quantity | % Wattage Reduced | % Hours Reduced | Line Item Comments (optional) | kWh Site Savings | kWh Savings Percentage | Details >>>> | Fixture kWh Site Savings | Fixture kWh Savings Percentage | Fixture Uncapped Incentive | Controls kWh Site Savings | Controls kWh Savings Percentage | Controls Uncapped Incentive | Annual Hours | Fixture Wattage | kWh Site Consumption | Fixture Wattage | kWh Site Consumption | Space Row Number Helper | HVAC Factor | Row Condition Display Helper | Ballast Factor Lookup Helper | Ballast Factor Helper | Wattage Range Name Lookup Helper | Wattage Helper | Count of Fixtures Helper | Manufacturer Model Helper | Incentive Name Helper | Incentive Rate Lookup Helper | Incentive Unit Lookup Helper | Uncapped Incentive Helper | Incentive Name Helper | Incentive Rate Lookup Helper | Incentive Unit Lookup Helper | kWh Site Savings Helper | Fixture Commercial BPA Ref No Lookup Helper | Fixture Industrial BPA Ref No Lookup Helper | Fixture BPA Ref. No. | Controls BPA Ref. No. | Existing Fixture Missing Info Helper | Proposed Fixure Missing Info Helper | Controls Missing Info Helper | Data Entry Check >>>> | Existing Fixture | Proposed Fixture | Controls
| Grand Total >>> | [20 empty] | 0 | 0% |  | 0 | 0% |  | 0 | 0% |  |  |  | 0 |  | 0 | [21 empty] | 6 | 8 | 3 |  | 0 rows | 0 rows | 0 rows
MEASURE_INDEX | SPACE_NAME | MEASURE_TYPE | EXISTING_FIXTURE_CLASS | EXISTING_FIXTURE_CATEGORY | EXISTING_FIXTURE_SUBCATEGORY | EXISTING_FIXTURE_LAMP_WATTAGE | EXISTING_FIXTURE_LAMPS_PER_FIXTURE | EXISTING_FIXTURE_QUANTITY | PROPOSED_FIXTURE_CLASS | PROPOSED_FIXTURE_CATEGORY | PROPOSED_FIXTURE_SUBCATEGORY | PROPOSED_FIXTURE_INSERT_WATTAGE | PROPOSED_FIXTURE_INSERTS_PER_FIXTURE | PROPOSED_FIXTURE_QUANTITY | PROPOSED_MANUFACTURER | PROPOSED_MODEL_NUMBER | CONTROL_TYPE | CONTROL_QUANTITY | CONTROL_PERCENT_WATTAGE_REDUCED | CONTROL_PERCENT_HOURS_REDUCED | MEASURES_COMMENTS | GRAND_TOTAL_KWH_SITE_SAVINGS | GRAND_TOTAL_KWH_SAVINGS_PERCENTAGE | BLANK_1 | FIXTURE_KWH_SITE_SAVINGS | FIXTURE_KWH_SAVINGS_PERCENTAGE | FIXTURE_UNCAPPED_INCENTIVE | CONTROLS_KWH_SITE_SAVINGS | CONTROLS_KWH_SAVINGS_PERCENTAGE | CONTROLS_UNCAPPED_INCENTIVE | ANNUAL_HOURS | EXISTING_FIXTURE_WATTAGE | EXISTING_FIXTURE_KWH_SITE_CONSUMPTION | PROPOSED_FIXTURE_WATTAGE | PROPOSED_FIXTURE_KWH_SITE_CONSUMPTION | SPACE_INDEX | HVAC_FACTOR | ROW_CONDITION_DISPLAY_HELPER | EXISTING_FIXTURE_BALLAST_FACTOR_LOOKUP_HELPER | EXISTING_FIXTURE_BALLAST_FACTOR | EXISTING_FIXTURE_WATTAGE_LOOKUP_HELPER | EXISTING_FIXTURE_WATTAGE_HELPER | PROPOSED_COUNT_OF_FIXTURES_HELPER | PROPOSED_MANUFACTURER_MODEL_HELPER | FIXTURE_INCENTIVE_NAME_HELPER | FIXTURE_INCENTIVE_RATE_LOOKUP_HELPER | FIXTURE_INCENTIVE_UNIT_LOOKUP_HELPER | FIXTURE_INCENTIVE_UNCAPPED_HELPER | CONTROLS_INCENTIVE_NAME_HELPER | CONTROLS_INCENTIVE_RATE_LOOKUP_HELPER | CONTROLS_INCENTIVE_UNIT_LOOKUP_HELPER | CONTROLS_KWH_SITE_SAVINGS_HELPER | FIXTURE_COMMERCIAL_BPA_REF_NO_LOOKUP_HELPER | FIXTURE_INDUSTRIAL_BPA_REF_NO_LOOKUP_HELPER | FIXTURE_BPA_REFERENCE_NUMBER | CONTROLS_BPA_REFERENCE_NUMBER | NOT_FOR_SNOWFLAKE_1 | NOT_FOR_SNOWFLAKE_2 | NOT_FOR_SNOWFLAKE_3 | BLANK_2 | NOT_FOR_SNOWFLAKE_4 | NOT_FOR_SNOWFLAKE_5 | NOT_FOR_SNOWFLAKE_6
1 | [37 empty] | Row Not Used | #N/A |  | #N/A | Okay | 0 |  | None | 0 | None | 0 | None | 0 | None | 0 | #N/A | #N/A | Sector is blank | Sector is blank
2 | [37 empty] | Row Not Used | #N/A |  | #N/A | Okay | 0 |  | None | 0 | None | 0 | None | 0 | None | 0 | #N/A | #N/A | Sector is blank | Sector is blank
3 | [37 empty] | Row Not Used | #N/A |  | #N/A | Okay | 0 |  | None | 0 | None | 0 | None | 0 | None | 0 | #N/A | #N/A | Sector is blank | Sector is blank
4 | [37 empty] | Row Not Used | #N/A |  | #N/A | Okay | 0 |  | None | 0 | None | 0 | None | 0 | None | 0 | #N/A | #N/A | Sector is blank | Sector is blank
5 | [37 empty] | Row Not Used | #N/A |  | #N/A | Okay | 0 |  | None | 0 | None | 0 | None | 0 | None | 0 | #N/A | #N/A | Sector is blank | Sector is blank
6 | [37 empty] | Row Not Used | #N/A |  | #N/A | Okay | 0 |  | None | 0 | None | 0 | None | 0 | None | 0 | #N/A | #N/A | Sector is blank | Sector is blank
7 | [37 empty] | Row Not Used | #N/A |  | #N/A | Okay | 0 |  | None | 0 | None | 0 | None | 0 | None | 0 | #N/A | #N/A | Sector is blank | Sector is blank
8 | [37 empty] | Row Not Used | #N/A |  | #N/A | Okay | 0 |  | None | 0 | None | 0 | None | 0 | None | 0 | #N/A | #N/A | Sector is blank | Sector is blank
9 | [37 empty] | Row Not Used | #N/A |  | #N/A | Okay | 0 |  | None | 0 | None | 0 | None | 0 | None | 0 | #N/A | #N/A | Sector is blank | Sector is blank
10 | [37 empty] | Row Not Used | #N/A |  | #N/A | Okay | 0 |  | None | 0 | None | 0 | None | 0 | None | 0 | #N/A | #N/A | Sector is blank | Sector is blank
11 | [37 empty] | Row Not Used | #N/A |  | #N/A | Okay | 0 |  | None | 0 | None | 0 | None | 0 | None | 0 | #N/A | #N/A | Sector is blank | Sector is blank
12 | [37 empty] | Row Not Used | #N/A |  | #N/A | Okay | 0 |  | None | 0 | None | 0 | None | 0 | None | 0 | #N/A | #N/A | Sector is blank | Sector is blank
13 | [37 empty] | Row Not Used | #N/A |  | #N/A | Okay | 0 |  | None | 0 | None | 0 | None | 0 | None | 0 | #N/A | #N/A | Sector is blank | Sector is blank
14 | [37 empty] | Row Not Used | #N/A |  | #N/A | Okay | 0 |  | None | 0 | None | 0 | None | 0 | None | 0 | #N/A | #N/A | Sector is blank | Sector is blank
15 | [37 empty] | Row Not Used | #N/A |  | #N/A | Okay | 0 |  | None | 0 | None | 0 | None | 0 | None | 0 | #N/A | #N/A | Sector is blank | Sector is blank
16 | [37 empty] | Row Not Used | #N/A |  | #N/A | Okay | 0 |  | None | 0 | None | 0 | None | 0 | None | 0 | #N/A | #N/A | Sector is blank | Sector is blank
17 | [37 empty] | Row Not Used | #N/A |  | #N/A | Okay | 0 |  | None | 0 | None | 0 | None | 0 | None | 0 | #N/A | #N/A | Sector is blank | Sector is blank
18 | [37 empty] | Row Not Used | #N/A |  | #N/A | Okay | 0 |  | None | 0 | None | 0 | None | 0 | None | 0 | #N/A | #N/A | Sector is blank | Sector is blank
19 | [37 empty] | Row Not Used | #N/A |  | #N/A | Okay | 0 |  | None | 0 | None | 0 | None | 0 | None | 0 | #N/A | #N/A | Sector is blank | Sector is blank
20 | [37 empty] | Row Not Used | #N/A |  | #N/A | Okay | 0 |  | None | 0 | None | 0 | None | 0 | None | 0 | #N/A | #N/A | Sector is blank | Sector is blank
21 | [37 empty] | Row Not Used | #N/A |  | #N/A | Okay | 0 |  | None | 0 | None | 0 | None | 0 | None | 0 | #N/A | #N/A | Sector is blank | Sector is blank
22 | [37 empty] | Row Not Used | #N/A |  | #N/A | Okay | 0 |  | None | 0 | None | 0 | None | 0 | None | 0 | #N/A | #N/A | Sector is blank | Sector is blank
23 | [37 empty] | Row Not Used | #N/A |  | #N/A | Okay | 0 |  | None | 0 | None | 0 | None | 0 | None | 0 | #N/A | #N/A | Sector is blank | Sector is blank
24 | [37 empty] | Row Not Used | #N/A |  | #N/A | Okay | 0 |  | None | 0 | None | 0 | None | 0 | None | 0 | #N/A | #N/A | Sector is blank | Sector is blank
25 | [37 empty] | Row Not Used | #N/A |  | #N/A | Okay | 0 |  | None | 0 | None | 0 | None | 0 | None | 0 | #N/A | #N/A | Sector is blank | Sector is blank
26 | [37 empty] | Row Not Used | #N/A |  | #N/A | Okay | 0 |  | None | 0 | None | 0 | None | 0 | None | 0 | #N/A | #N/A | Sector is blank | Sector is blank
27 | [37 empty] | Row Not Used | #N/A |  | #N/A | Okay | 0 |  | None | 0 | None | 0 | None | 0 | None | 0 | #N/A | #N/A | Sector is blank | Sector is blank
28 | [37 empty] | Row Not Used | #N/A |  | #N/A | Okay | 0 |  | None | 0 | None | 0 | None | 0 | None | 0 | #N/A | #N/A | Sector is blank | Sector is blank
29 | [37 empty] | Row Not Used | #N/A |  | #N/A | Okay | 0 |  | None | 0 | None | 0 | None | 0 | None | 0 | #N/A | #N/A | Sector is blank | Sector is blank
30 | [37 empty] | Row Not Used | #N/A |  | #N/A | Okay | 0 |  | None | 0 | None | 0 | None | 0 | None | 0 | #N/A | #N/A | Sector is blank | Sector is blank
31 | [37 empty] | Row Not Used | #N/A |  | #N/A | Okay | 0 |  | None | 0 | None | 0 | None | 0 | None | 0 | #N/A | #N/A | Sector is blank | Sector is blank
32 | [37 empty] | Row Not Used | #N/A |  | #N/A | Okay | 0 |  | None | 0 | None | 0 | None | 0 | None | 0 | #N/A | #N/A | Sector is blank | Sector is blank
33 | [37 empty] | Row Not Used | #N/A |  | #N/A | Okay | 0 |  | None | 0 | None | 0 | None | 0 | None | 0 | #N/A | #N/A | Sector is blank | Sector is blank
34 | [37 empty] | Row Not Used | #N/A |  | #N/A | Okay | 0 |  | None | 0 | None | 0 | None | 0 | None | 0 | #N/A | #N/A | Sector is blank | Sector is blank
35 | [37 empty] | Row Not Used | #N/A |  | #N/A | Okay | 0 |  | None | 0 | None | 0 | None | 0 | None | 0 | #N/A | #N/A | Sector is blank | Sector is blank
36 | [37 empty] | Row Not Used | #N/A |  | #N/A | Okay | 0 |  | None | 0 | None | 0 | None | 0 | None | 0 | #N/A | #N/A | Sector is blank | Sector is blank
37 | [37 empty] | Row Not Used | #N/A |  | #N/A | Okay | 0 |  | None | 0 | None | 0 | None | 0 | None | 0 | #N/A | #N/A | Sector is blank | Sector is blank
38 | [37 empty] | Row Not Used | #N/A |  | #N/A | Okay | 0 |  | None | 0 | None | 0 | None | 0 | None | 0 | #N/A | #N/A | Sector is blank | Sector is blank
39 | [37 empty] | Row Not Used | #N/A |  | #N/A | Okay | 0 |  | None | 0 | None | 0 | None | 0 | None | 0 | #N/A | #N/A | Sector is blank | Sector is blank
40 | [37 empty] | Row Not Used | #N/A |  | #N/A | Okay | 0 |  | None | 0 | None | 0 | None | 0 | None | 0 | #N/A | #N/A | Sector is blank | Sector is blank
41 | [37 empty] | Row Not Used | #N/A |  | #N/A | Okay | 0 |  | None | 0 | None | 0 | None | 0 | None | 0 | #N/A | #N/A | Sector is blank | Sector is blank
42 | [37 empty] | Row Not Used | #N/A |  | #N/A | Okay | 0 |  | None | 0 | None | 0 | None | 0 | None | 0 | #N/A | #N/A | Sector is blank | Sector is blank
43 | [37 empty] | Row Not Used | #N/A |  | #N/A | Okay | 0 |  | None | 0 | None | 0 | None | 0 | None | 0 | #N/A | #N/A | Sector is blank | Sector is blank
44 | [37 empty] | Row Not Used | #N/A |  | #N/A | Okay | 0 |  | None | 0 | None | 0 | None | 0 | None | 0 | #N/A | #N/A | Sector is blank | Sector is blank
45 | [37 empty] | Row Not Used | #N/A |  | #N/A | Okay | 0 |  | None | 0 | None | 0 | None | 0 | None | 0 | #N/A | #N/A | Sector is blank | Sector is blank
46 | [37 empty] | Row Not Used | #N/A |  | #N/A | Okay | 0 |  | None | 0 | None | 0 | None | 0 | None | 0 | #N/A | #N/A | Sector is blank | Sector is blank
47 | [37 empty] | Row Not Used | #N/A |  | #N/A | Okay | 0 |  | None | 0 | None | 0 | None | 0 | None | 0 | #N/A | #N/A | Sector is blank | Sector is blank
48 | [37 empty] | Row Not Used | #N/A |  | #N/A | Okay | 0 |  | None | 0 | None | 0 | None | 0 | None | 0 | #N/A | #N/A | Sector is blank | Sector is blank
49 | [37 empty] | Row Not Used | #N/A |  | #N/A | Okay | 0 |  | None | 0 | None | 0 | None | 0 | None | 0 | #N/A | #N/A | Sector is blank | Sector is blank
50 | [37 empty] | Row Not Used | #N/A |  | #N/A | Okay | 0 |  | None | 0 | None | 0 | None | 0 | None | 0 | #N/A | #N/A | Sector is blank | Sector is blank
51 | [37 empty] | Row Not Used | #N/A |  | #N/A | Okay | 0 |  | None | 0 | None | 0 | None | 0 | None | 0 | #N/A | #N/A | Sector is blank | Sector is blank
52 | [37 empty] | Row Not Used | #N/A |  | #N/A | Okay | 0 |  | None | 0 | None | 0 | None | 0 | None | 0 | #N/A | #N/A | Sector is blank | Sector is blank
53 | [37 empty] | Row Not Used | #N/A |  | #N/A | Okay | 0 |  | None | 0 | None | 0 | None | 0 | None | 0 | #N/A | #N/A | Sector is blank | Sector is blank
54 | [37 empty] | Row Not Used | #N/A |  | #N/A | Okay | 0 |  | None | 0 | None | 0 | None | 0 | None | 0 | #N/A | #N/A | Sector is blank | Sector is blank
55 | [37 empty] | Row Not Used | #N/A |  | #N/A | Okay | 0 |  | None | 0 | None | 0 | None | 0 | None | 0 | #N/A | #N/A | Sector is blank | Sector is blank
56 | [37 empty] | Row Not Used | #N/A |  | #N/A | Okay | 0 |  | None | 0 | None | 0 | None | 0 | None | 0 | #N/A | #N/A | Sector is blank | Sector is blank
57 | [37 empty] | Row Not Used | #N/A |  | #N/A | Okay | 0 |  | None | 0 | None | 0 | None | 0 | None | 0 | #N/A | #N/A | Sector is blank | Sector is blank
58 | [37 empty] | Row Not Used | #N/A |  | #N/A | Okay | 0 |  | None | 0 | None | 0 | None | 0 | None | 0 | #N/A | #N/A | Sector is blank | Sector is blank
59 | [37 empty] | Row Not Used | #N/A |  | #N/A | Okay | 0 |  | None | 0 | None | 0 | None | 0 | None | 0 | #N/A | #N/A | Sector is blank | Sector is blank
60 | [37 empty] | Row Not Used | #N/A |  | #N/A | Okay | 0 |  | None | 0 | None | 0 | None | 0 | None | 0 | #N/A | #N/A | Sector is blank | Sector is blank
61 | [37 empty] | Row Not Used | #N/A |  | #N/A | Okay | 0 |  | None | 0 | None | 0 | None | 0 | None | 0 | #N/A | #N/A | Sector is blank | Sector is blank
62 | [37 empty] | Row Not Used | #N/A |  | #N/A | Okay | 0 |  | None | 0 | None | 0 | None | 0 | None | 0 | #N/A | #N/A | Sector is blank | Sector is blank
63 | [37 empty] | Row Not Used | #N/A |  | #N/A | Okay | 0 |  | None | 0 | None | 0 | None | 0 | None | 0 | #N/A | #N/A | Sector is blank | Sector is blank
64 | [37 empty] | Row Not Used | #N/A |  | #N/A | Okay | 0 |  | None | 0 | None | 0 | None | 0 | None | 0 | #N/A | #N/A | Sector is blank | Sector is blank
65 | [37 empty] | Row Not Used | #N/A |  | #N/A | Okay | 0 |  | None | 0 | None | 0 | None | 0 | None | 0 | #N/A | #N/A | Sector is blank | Sector is blank
66 | [37 empty] | Row Not Used | #N/A |  | #N/A | Okay | 0 |  | None | 0 | None | 0 | None | 0 | None | 0 | #N/A | #N/A | Sector is blank | Sector is blank
67 | [37 empty] | Row Not Used | #N/A |  | #N/A | Okay | 0 |  | None | 0 | None | 0 | None | 0 | None | 0 | #N/A | #N/A | Sector is blank | Sector is blank
68 | [37 empty] | Row Not Used | #N/A |  | #N/A | Okay | 0 |  | None | 0 | None | 0 | None | 0 | None | 0 | #N/A | #N/A | Sector is blank | Sector is blank
69 | [37 empty] | Row Not Used | #N/A |  | #N/A | Okay | 0 |  | None | 0 | None | 0 | None | 0 | None | 0 | #N/A | #N/A | Sector is blank | Sector is blank
70 | [37 empty] | Row Not Used | #N/A |  | #N/A | Okay | 0 |  | None | 0 | None | 0 | None | 0 | None | 0 | #N/A | #N/A | Sector is blank | Sector is blank
71 | [37 empty] | Row Not Used | #N/A |  | #N/A | Okay | 0 |  | None | 0 | None | 0 | None | 0 | None | 0 | #N/A | #N/A | Sector is blank | Sector is blank
72 | [37 empty] | Row Not Used | #N/A |  | #N/A | Okay | 0 |  | None | 0 | None | 0 | None | 0 | None | 0 | #N/A | #N/A | Sector is blank | Sector is blank
73 | [37 empty] | Row Not Used | #N/A |  | #N/A | Okay | 0 |  | None | 0 | None | 0 | None | 0 | None | 0 | #N/A | #N/A | Sector is blank | Sector is blank
74 | [37 empty] | Row Not Used | #N/A |  | #N/A | Okay | 0 |  | None | 0 | None | 0 | None | 0 | None | 0 | #N/A | #N/A | Sector is blank | Sector is blank
75 | [37 empty] | Row Not Used | #N/A |  | #N/A | Okay | 0 |  | None | 0 | None | 0 | None | 0 | None | 0 | #N/A | #N/A | Sector is blank | Sector is blank
76 | [37 empty] | Row Not Used | #N/A |  | #N/A | Okay | 0 |  | None | 0 | None | 0 | None | 0 | None | 0 | #N/A | #N/A | Sector is blank | Sector is blank
77 | [37 empty] | Row Not Used | #N/A |  | #N/A | Okay | 0 |  | None | 0 | None | 0 | None | 0 | None | 0 | #N/A | #N/A | Sector is blank | Sector is blank
78 | [37 empty] | Row Not Used | #N/A |  | #N/A | Okay | 0 |  | None | 0 | None | 0 | None | 0 | None | 0 | #N/A | #N/A | Sector is blank | Sector is blank
79 | [37 empty] | Row Not Used | #N/A |  | #N/A | Okay | 0 |  | None | 0 | None | 0 | None | 0 | None | 0 | #N/A | #N/A | Sector is blank | Sector is blank
80 | [37 empty] | Row Not Used | #N/A |  | #N/A | Okay | 0 |  | None | 0 | None | 0 | None | 0 | None | 0 | #N/A | #N/A | Sector is blank | Sector is blank
81 | [37 empty] | Row Not Used | #N/A |  | #N/A | Okay | 0 |  | None | 0 | None | 0 | None | 0 | None | 0 | #N/A | #N/A | Sector is blank | Sector is blank
82 | [37 empty] | Row Not Used | #N/A |  | #N/A | Okay | 0 |  | None | 0 | None | 0 | None | 0 | None | 0 | #N/A | #N/A | Sector is blank | Sector is blank
83 | [37 empty] | Row Not Used | #N/A |  | #N/A | Okay | 0 |  | None | 0 | None | 0 | None | 0 | None | 0 | #N/A | #N/A | Sector is blank | Sector is blank
84 | [37 empty] | Row Not Used | #N/A |  | #N/A | Okay | 0 |  | None | 0 | None | 0 | None | 0 | None | 0 | #N/A | #N/A | Sector is blank | Sector is blank
85 | [37 empty] | Row Not Used | #N/A |  | #N/A | Okay | 0 |  | None | 0 | None | 0 | None | 0 | None | 0 | #N/A | #N/A | Sector is blank | Sector is blank
86 | [37 empty] | Row Not Used | #N/A |  | #N/A | Okay | 0 |  | None | 0 | None | 0 | None | 0 | None | 0 | #N/A | #N/A | Sector is blank | Sector is blank
87 | [37 empty] | Row Not Used | #N/A |  | #N/A | Okay | 0 |  | None | 0 | None | 0 | None | 0 | None | 0 | #N/A | #N/A | Sector is blank | Sector is blank
88 | [37 empty] | Row Not Used | #N/A |  | #N/A | Okay | 0 |  | None | 0 | None | 0 | None | 0 | None | 0 | #N/A | #N/A | Sector is blank | Sector is blank
89 | [37 empty] | Row Not Used | #N/A |  | #N/A | Okay | 0 |  | None | 0 | None | 0 | None | 0 | None | 0 | #N/A | #N/A | Sector is blank | Sector is blank
90 | [37 empty] | Row Not Used | #N/A |  | #N/A | Okay | 0 |  | None | 0 | None | 0 | None | 0 | None | 0 | #N/A | #N/A | Sector is blank | Sector is blank
91 | [37 empty] | Row Not Used | #N/A |  | #N/A | Okay | 0 |  | None | 0 | None | 0 | None | 0 | None | 0 | #N/A | #N/A | Sector is blank | Sector is blank
92 | [37 empty] | Row Not Used | #N/A |  | #N/A | Okay | 0 |  | None | 0 | None | 0 | None | 0 | None | 0 | #N/A | #N/A | Sector is blank | Sector is blank
93 | [37 empty] | Row Not Used | #N/A |  | #N/A | Okay | 0 |  | None | 0 | None | 0 | None | 0 | None | 0 | #N/A | #N/A | Sector is blank | Sector is blank
94 | [37 empty] | Row Not Used | #N/A |  | #N/A | Okay | 0 |  | None | 0 | None | 0 | None | 0 | None | 0 | #N/A | #N/A | Sector is blank | Sector is blank
95 | [37 empty] | Row Not Used | #N/A |  | #N/A | Okay | 0 |  | None | 0 | None | 0 | None | 0 | None | 0 | #N/A | #N/A | Sector is blank | Sector is blank
96 | [37 empty] | Row Not Used | #N/A |  | #N/A | Okay | 0 |  | None | 0 | None | 0 | None | 0 | None | 0 | #N/A | #N/A | Sector is blank | Sector is blank
97 | [37 empty] | Row Not Used | #N/A |  | #N/A | Okay | 0 |  | None | 0 | None | 0 | None | 0 | None | 0 | #N/A | #N/A | Sector is blank | Sector is blank
98 | [37 empty] | Row Not Used | #N/A |  | #N/A | Okay | 0 |  | None | 0 | None | 0 | None | 0 | None | 0 | #N/A | #N/A | Sector is blank | Sector is blank
99 | [37 empty] | Row Not Used | #N/A |  | #N/A | Okay | 0 |  | None | 0 | None | 0 | None | 0 | None | 0 | #N/A | #N/A | Sector is blank | Sector is blank
100 | [37 empty] | Row Not Used | #N/A |  | #N/A | Okay | 0 |  | None | 0 | None | 0 | None | 0 | None | 0 | #N/A | #N/A | Sector is blank | Sector is blank
101 | [37 empty] | Row Not Used | #N/A |  | #N/A | Okay | 0 |  | None | 0 | None | 0 | None | 0 | None | 0 | #N/A | #N/A | Sector is blank | Sector is blank
102 | [37 empty] | Row Not Used | #N/A |  | #N/A | Okay | 0 |  | None | 0 | None | 0 | None | 0 | None | 0 | #N/A | #N/A | Sector is blank | Sector is blank
103 | [37 empty] | Row Not Used | #N/A |  | #N/A | Okay | 0 |  | None | 0 | None | 0 | None | 0 | None | 0 | #N/A | #N/A | Sector is blank | Sector is blank
104 | [37 empty] | Row Not Used | #N/A |  | #N/A | Okay | 0 |  | None | 0 | None | 0 | None | 0 | None | 0 | #N/A | #N/A | Sector is blank | Sector is blank
105 | [37 empty] | Row Not Used | #N/A |  | #N/A | Okay | 0 |  | None | 0 | None | 0 | None | 0 | None | 0 | #N/A | #N/A | Sector is blank | Sector is blank
106 | [37 empty] | Row Not Used | #N/A |  | #N/A | Okay | 0 |  | None | 0 | None | 0 | None | 0 | None | 0 | #N/A | #N/A | Sector is blank | Sector is blank
107 | [37 empty] | Row Not Used | #N/A |  | #N/A | Okay | 0 |  | None | 0 | None | 0 | None | 0 | None | 0 | #N/A | #N/A | Sector is blank | Sector is blank
108 | [37 empty] | Row Not Used | #N/A |  | #N/A | Okay | 0 |  | None | 0 | None | 0 | None | 0 | None | 0 | #N/A | #N/A | Sector is blank | Sector is blank
109 | [37 empty] | Row Not Used | #N/A |  | #N/A | Okay | 0 |  | None | 0 | None | 0 | None | 0 | None | 0 | #N/A | #N/A | Sector is blank | Sector is blank
110 | [37 empty] | Row Not Used | #N/A |  | #N/A | Okay | 0 |  | None | 0 | None | 0 | None | 0 | None | 0 | #N/A | #N/A | Sector is blank | Sector is blank
111 | [37 empty] | Row Not Used | #N/A |  | #N/A | Okay | 0 |  | None | 0 | None | 0 | None | 0 | None | 0 | #N/A | #N/A | Sector is blank | Sector is blank
112 | [37 empty] | Row Not Used | #N/A |  | #N/A | Okay | 0 |  | None | 0 | None | 0 | None | 0 | None | 0 | #N/A | #N/A | Sector is blank | Sector is blank
113 | [37 empty] | Row Not Used | #N/A |  | #N/A | Okay | 0 |  | None | 0 | None | 0 | None | 0 | None | 0 | #N/A | #N/A | Sector is blank | Sector is blank
114 | [37 empty] | Row Not Used | #N/A |  | #N/A | Okay | 0 |  | None | 0 | None | 0 | None | 0 | None | 0 | #N/A | #N/A | Sector is blank | Sector is blank
115 | [37 empty] | Row Not Used | #N/A |  | #N/A | Okay | 0 |  | None | 0 | None | 0 | None | 0 | None | 0 | #N/A | #N/A | Sector is blank | Sector is blank
116 | [37 empty] | Row Not Used | #N/A |  | #N/A | Okay | 0 |  | None | 0 | None | 0 | None | 0 | None | 0 | #N/A | #N/A | Sector is blank | Sector is blank
117 | [37 empty] | Row Not Used | #N/A |  | #N/A | Okay | 0 |  | None | 0 | None | 0 | None | 0 | None | 0 | #N/A | #N/A | Sector is blank | Sector is blank
118 | [37 empty] | Row Not Used | #N/A |  | #N/A | Okay | 0 |  | None | 0 | None | 0 | None | 0 | None | 0 | #N/A | #N/A | Sector is blank | Sector is blank
119 | [37 empty] | Row Not Used | #N/A |  | #N/A | Okay | 0 |  | None | 0 | None | 0 | None | 0 | None | 0 | #N/A | #N/A | Sector is blank | Sector is blank
120 | [37 empty] | Row Not Used | #N/A |  | #N/A | Okay | 0 |  | None | 0 | None | 0 | None | 0 | None | 0 | #N/A | #N/A | Sector is blank | Sector is blank
121 | [37 empty] | Row Not Used | #N/A |  | #N/A | Okay | 0 |  | None | 0 | None | 0 | None | 0 | None | 0 | #N/A | #N/A | Sector is blank | Sector is blank
122 | [37 empty] | Row Not Used | #N/A |  | #N/A | Okay | 0 |  | None | 0 | None | 0 | None | 0 | None | 0 | #N/A | #N/A | Sector is blank | Sector is blank
123 | [37 empty] | Row Not Used | #N/A |  | #N/A | Okay | 0 |  | None | 0 | None | 0 | None | 0 | None | 0 | #N/A | #N/A | Sector is blank | Sector is blank
124 | [37 empty] | Row Not Used | #N/A |  | #N/A | Okay | 0 |  | None | 0 | None | 0 | None | 0 | None | 0 | #N/A | #N/A | Sector is blank | Sector is blank
125 | [37 empty] | Row Not Used | #N/A |  | #N/A | Okay | 0 |  | None | 0 | None | 0 | None | 0 | None | 0 | #N/A | #N/A | Sector is blank | Sector is blank
126 | [37 empty] | Row Not Used | #N/A |  | #N/A | Okay | 0 |  | None | 0 | None | 0 | None | 0 | None | 0 | #N/A | #N/A | Sector is blank | Sector is blank
127 | [37 empty] | Row Not Used | #N/A |  | #N/A | Okay | 0 |  | None | 0 | None | 0 | None | 0 | None | 0 | #N/A | #N/A | Sector is blank | Sector is blank
128 | [37 empty] | Row Not Used | #N/A |  | #N/A | Okay | 0 |  | None | 0 | None | 0 | None | 0 | None | 0 | #N/A | #N/A | Sector is blank | Sector is blank
129 | [37 empty] | Row Not Used | #N/A |  | #N/A | Okay | 0 |  | None | 0 | None | 0 | None | 0 | None | 0 | #N/A | #N/A | Sector is blank | Sector is blank
130 | [37 empty] | Row Not Used | #N/A |  | #N/A | Okay | 0 |  | None | 0 | None | 0 | None | 0 | None | 0 | #N/A | #N/A | Sector is blank | Sector is blank
131 | [37 empty] | Row Not Used | #N/A |  | #N/A | Okay | 0 |  | None | 0 | None | 0 | None | 0 | None | 0 | #N/A | #N/A | Sector is blank | Sector is blank
132 | [37 empty] | Row Not Used | #N/A |  | #N/A | Okay | 0 |  | None | 0 | None | 0 | None | 0 | None | 0 | #N/A | #N/A | Sector is blank | Sector is blank
133 | [37 empty] | Row Not Used | #N/A |  | #N/A | Okay | 0 |  | None | 0 | None | 0 | None | 0 | None | 0 | #N/A | #N/A | Sector is blank | Sector is blank
134 | [37 empty] | Row Not Used | #N/A |  | #N/A | Okay | 0 |  | None | 0 | None | 0 | None | 0 | None | 0 | #N/A | #N/A | Sector is blank | Sector is blank
135 | [37 empty] | Row Not Used | #N/A |  | #N/A | Okay | 0 |  | None | 0 | None | 0 | None | 0 | None | 0 | #N/A | #N/A | Sector is blank | Sector is blank
136 | [37 empty] | Row Not Used | #N/A |  | #N/A | Okay | 0 |  | None | 0 | None | 0 | None | 0 | None | 0 | #N/A | #N/A | Sector is blank | Sector is blank
137 | [37 empty] | Row Not Used | #N/A |  | #N/A | Okay | 0 |  | None | 0 | None | 0 | None | 0 | None | 0 | #N/A | #N/A | Sector is blank | Sector is blank
138 | [37 empty] | Row Not Used | #N/A |  | #N/A | Okay | 0 |  | None | 0 | None | 0 | None | 0 | None | 0 | #N/A | #N/A | Sector is blank | Sector is blank
139 | [37 empty] | Row Not Used | #N/A |  | #N/A | Okay | 0 |  | None | 0 | None | 0 | None | 0 | None | 0 | #N/A | #N/A | Sector is blank | Sector is blank
140 | [37 empty] | Row Not Used | #N/A |  | #N/A | Okay | 0 |  | None | 0 | None | 0 | None | 0 | None | 0 | #N/A | #N/A | Sector is blank | Sector is blank
141 | [37 empty] | Row Not Used | #N/A |  | #N/A | Okay | 0 |  | None | 0 | None | 0 | None | 0 | None | 0 | #N/A | #N/A | Sector is blank | Sector is blank
142 | [37 empty] | Row Not Used | #N/A |  | #N/A | Okay | 0 |  | None | 0 | None | 0 | None | 0 | None | 0 | #N/A | #N/A | Sector is blank | Sector is blank
143 | [37 empty] | Row Not Used | #N/A |  | #N/A | Okay | 0 |  | None | 0 | None | 0 | None | 0 | None | 0 | #N/A | #N/A | Sector is blank | Sector is blank
144 | [37 empty] | Row Not Used | #N/A |  | #N/A | Okay | 0 |  | None | 0 | None | 0 | None | 0 | None | 0 | #N/A | #N/A | Sector is blank | Sector is blank
145 | [37 empty] | Row Not Used | #N/A |  | #N/A | Okay | 0 |  | None | 0 | None | 0 | None | 0 | None | 0 | #N/A | #N/A | Sector is blank | Sector is blank
146 | [37 empty] | Row Not Used | #N/A |  | #N/A | Okay | 0 |  | None | 0 | None | 0 | None | 0 | None | 0 | #N/A | #N/A | Sector is blank | Sector is blank
147 | [37 empty] | Row Not Used | #N/A |  | #N/A | Okay | 0 |  | None | 0 | None | 0 | None | 0 | None | 0 | #N/A | #N/A | Sector is blank | Sector is blank
148 | [37 empty] | Row Not Used | #N/A |  | #N/A | Okay | 0 |  | None | 0 | None | 0 | None | 0 | None | 0 | #N/A | #N/A | Sector is blank | Sector is blank
149 | [37 empty] | Row Not Used | #N/A |  | #N/A | Okay | 0 |  | None | 0 | None | 0 | None | 0 | None | 0 | #N/A | #N/A | Sector is blank | Sector is blank
150 | [37 empty] | Row Not Used | #N/A |  | #N/A | Okay | 0 |  | None | 0 | None | 0 | None | 0 | None | 0 | #N/A | #N/A | Sector is blank | Sector is blank
151 | [37 empty] | Row Not Used | #N/A |  | #N/A | Okay | 0 |  | None | 0 | None | 0 | None | 0 | None | 0 | #N/A | #N/A | Sector is blank | Sector is blank
152 | [37 empty] | Row Not Used | #N/A |  | #N/A | Okay | 0 |  | None | 0 | None | 0 | None | 0 | None | 0 | #N/A | #N/A | Sector is blank | Sector is blank
153 | [37 empty] | Row Not Used | #N/A |  | #N/A | Okay | 0 |  | None | 0 | None | 0 | None | 0 | None | 0 | #N/A | #N/A | Sector is blank | Sector is blank
154 | [37 empty] | Row Not Used | #N/A |  | #N/A | Okay | 0 |  | None | 0 | None | 0 | None | 0 | None | 0 | #N/A | #N/A | Sector is blank | Sector is blank
155 | [37 empty] | Row Not Used | #N/A |  | #N/A | Okay | 0 |  | None | 0 | None | 0 | None | 0 | None | 0 | #N/A | #N/A | Sector is blank | Sector is blank
156 | [37 empty] | Row Not Used | #N/A |  | #N/A | Okay | 0 |  | None | 0 | None | 0 | None | 0 | None | 0 | #N/A | #N/A | Sector is blank | Sector is blank
157 | [37 empty] | Row Not Used | #N/A |  | #N/A | Okay | 0 |  | None | 0 | None | 0 | None | 0 | None | 0 | #N/A | #N/A | Sector is blank | Sector is blank
158 | [37 empty] | Row Not Used | #N/A |  | #N/A | Okay | 0 |  | None | 0 | None | 0 | None | 0 | None | 0 | #N/A | #N/A | Sector is blank | Sector is blank
159 | [37 empty] | Row Not Used | #N/A |  | #N/A | Okay | 0 |  | None | 0 | None | 0 | None | 0 | None | 0 | #N/A | #N/A | Sector is blank | Sector is blank
160 | [37 empty] | Row Not Used | #N/A |  | #N/A | Okay | 0 |  | None | 0 | None | 0 | None | 0 | None | 0 | #N/A | #N/A | Sector is blank | Sector is blank
161 | [37 empty] | Row Not Used | #N/A |  | #N/A | Okay | 0 |  | None | 0 | None | 0 | None | 0 | None | 0 | #N/A | #N/A | Sector is blank | Sector is blank
162 | [37 empty] | Row Not Used | #N/A |  | #N/A | Okay | 0 |  | None | 0 | None | 0 | None | 0 | None | 0 | #N/A | #N/A | Sector is blank | Sector is blank
163 | [37 empty] | Row Not Used | #N/A |  | #N/A | Okay | 0 |  | None | 0 | None | 0 | None | 0 | None | 0 | #N/A | #N/A | Sector is blank | Sector is blank
164 | [37 empty] | Row Not Used | #N/A |  | #N/A | Okay | 0 |  | None | 0 | None | 0 | None | 0 | None | 0 | #N/A | #N/A | Sector is blank | Sector is blank
165 | [37 empty] | Row Not Used | #N/A |  | #N/A | Okay | 0 |  | None | 0 | None | 0 | None | 0 | None | 0 | #N/A | #N/A | Sector is blank | Sector is blank
166 | [37 empty] | Row Not Used | #N/A |  | #N/A | Okay | 0 |  | None | 0 | None | 0 | None | 0 | None | 0 | #N/A | #N/A | Sector is blank | Sector is blank
167 | [37 empty] | Row Not Used | #N/A |  | #N/A | Okay | 0 |  | None | 0 | None | 0 | None | 0 | None | 0 | #N/A | #N/A | Sector is blank | Sector is blank
168 | [37 empty] | Row Not Used | #N/A |  | #N/A | Okay | 0 |  | None | 0 | None | 0 | None | 0 | None | 0 | #N/A | #N/A | Sector is blank | Sector is blank
169 | [37 empty] | Row Not Used | #N/A |  | #N/A | Okay | 0 |  | None | 0 | None | 0 | None | 0 | None | 0 | #N/A | #N/A | Sector is blank | Sector is blank
170 | [37 empty] | Row Not Used | #N/A |  | #N/A | Okay | 0 |  | None | 0 | None | 0 | None | 0 | None | 0 | #N/A | #N/A | Sector is blank | Sector is blank
171 | [37 empty] | Row Not Used | #N/A |  | #N/A | Okay | 0 |  | None | 0 | None | 0 | None | 0 | None | 0 | #N/A | #N/A | Sector is blank | Sector is blank
172 | [37 empty] | Row Not Used | #N/A |  | #N/A | Okay | 0 |  | None | 0 | None | 0 | None | 0 | None | 0 | #N/A | #N/A | Sector is blank | Sector is blank
173 | [37 empty] | Row Not Used | #N/A |  | #N/A | Okay | 0 |  | None | 0 | None | 0 | None | 0 | None | 0 | #N/A | #N/A | Sector is blank | Sector is blank
174 | [37 empty] | Row Not Used | #N/A |  | #N/A | Okay | 0 |  | None | 0 | None | 0 | None | 0 | None | 0 | #N/A | #N/A | Sector is blank | Sector is blank
175 | [37 empty] | Row Not Used | #N/A |  | #N/A | Okay | 0 |  | None | 0 | None | 0 | None | 0 | None | 0 | #N/A | #N/A | Sector is blank | Sector is blank
176 | [37 empty] | Row Not Used | #N/A |  | #N/A | Okay | 0 |  | None | 0 | None | 0 | None | 0 | None | 0 | #N/A | #N/A | Sector is blank | Sector is blank
177 | [37 empty] | Row Not Used | #N/A |  | #N/A | Okay | 0 |  | None | 0 | None | 0 | None | 0 | None | 0 | #N/A | #N/A | Sector is blank | Sector is blank
178 | [37 empty] | Row Not Used | #N/A |  | #N/A | Okay | 0 |  | None | 0 | None | 0 | None | 0 | None | 0 | #N/A | #N/A | Sector is blank | Sector is blank
179 | [37 empty] | Row Not Used | #N/A |  | #N/A | Okay | 0 |  | None | 0 | None | 0 | None | 0 | None | 0 | #N/A | #N/A | Sector is blank | Sector is blank
180 | [37 empty] | Row Not Used | #N/A |  | #N/A | Okay | 0 |  | None | 0 | None | 0 | None | 0 | None | 0 | #N/A | #N/A | Sector is blank | Sector is blank
181 | [37 empty] | Row Not Used | #N/A |  | #N/A | Okay | 0 |  | None | 0 | None | 0 | None | 0 | None | 0 | #N/A | #N/A | Sector is blank | Sector is blank
182 | [37 empty] | Row Not Used | #N/A |  | #N/A | Okay | 0 |  | None | 0 | None | 0 | None | 0 | None | 0 | #N/A | #N/A | Sector is blank | Sector is blank
183 | [37 empty] | Row Not Used | #N/A |  | #N/A | Okay | 0 |  | None | 0 | None | 0 | None | 0 | None | 0 | #N/A | #N/A | Sector is blank | Sector is blank
184 | [37 empty] | Row Not Used | #N/A |  | #N/A | Okay | 0 |  | None | 0 | None | 0 | None | 0 | None | 0 | #N/A | #N/A | Sector is blank | Sector is blank
185 | [37 empty] | Row Not Used | #N/A |  | #N/A | Okay | 0 |  | None | 0 | None | 0 | None | 0 | None | 0 | #N/A | #N/A | Sector is blank | Sector is blank
186 | [37 empty] | Row Not Used | #N/A |  | #N/A | Okay | 0 |  | None | 0 | None | 0 | None | 0 | None | 0 | #N/A | #N/A | Sector is blank | Sector is blank
187 | [37 empty] | Row Not Used | #N/A |  | #N/A | Okay | 0 |  | None | 0 | None | 0 | None | 0 | None | 0 | #N/A | #N/A | Sector is blank | Sector is blank
188 | [37 empty] | Row Not Used | #N/A |  | #N/A | Okay | 0 |  | None | 0 | None | 0 | None | 0 | None | 0 | #N/A | #N/A | Sector is blank | Sector is blank
189 | [37 empty] | Row Not Used | #N/A |  | #N/A | Okay | 0 |  | None | 0 | None | 0 | None | 0 | None | 0 | #N/A | #N/A | Sector is blank | Sector is blank
190 | [37 empty] | Row Not Used | #N/A |  | #N/A | Okay | 0 |  | None | 0 | None | 0 | None | 0 | None | 0 | #N/A | #N/A | Sector is blank | Sector is blank
191 | [37 empty] | Row Not Used | #N/A |  | #N/A | Okay | 0 |  | None | 0 | None | 0 | None | 0 | None | 0 | #N/A | #N/A | Sector is blank | Sector is blank
192 | [37 empty] | Row Not Used | #N/A |  | #N/A | Okay | 0 |  | None | 0 | None | 0 | None | 0 | None | 0 | #N/A | #N/A | Sector is blank | Sector is blank
193 | [37 empty] | Row Not Used | #N/A |  | #N/A | Okay | 0 |  | None | 0 | None | 0 | None | 0 | None | 0 | #N/A | #N/A | Sector is blank | Sector is blank
194 | [37 empty] | Row Not Used | #N/A |  | #N/A | Okay | 0 |  | None | 0 | None | 0 | None | 0 | None | 0 | #N/A | #N/A | Sector is blank | Sector is blank
195 | [37 empty] | Row Not Used | #N/A |  | #N/A | Okay | 0 |  | None | 0 | None | 0 | None | 0 | None | 0 | #N/A | #N/A | Sector is blank | Sector is blank
196 | [37 empty] | Row Not Used | #N/A |  | #N/A | Okay | 0 |  | None | 0 | None | 0 | None | 0 | None | 0 | #N/A | #N/A | Sector is blank | Sector is blank
197 | [37 empty] | Row Not Used | #N/A |  | #N/A | Okay | 0 |  | None | 0 | None | 0 | None | 0 | None | 0 | #N/A | #N/A | Sector is blank | Sector is blank
198 | [37 empty] | Row Not Used | #N/A |  | #N/A | Okay | 0 |  | None | 0 | None | 0 | None | 0 | None | 0 | #N/A | #N/A | Sector is blank | Sector is blank
199 | [37 empty] | Row Not Used | #N/A |  | #N/A | Okay | 0 |  | None | 0 | None | 0 | None | 0 | None | 0 | #N/A | #N/A | Sector is blank | Sector is blank
200 | [37 empty] | Row Not Used | #N/A |  | #N/A | Okay | 0 |  | None | 0 | None | 0 | None | 0 | None | 0 | #N/A | #N/A | Sector is blank | Sector is blank
201 | [37 empty] | Row Not Used | #N/A |  | #N/A | Okay | 0 |  | None | 0 | None | 0 | None | 0 | None | 0 | #N/A | #N/A | Sector is blank | Sector is blank
202 | [37 empty] | Row Not Used | #N/A |  | #N/A | Okay | 0 |  | None | 0 | None | 0 | None | 0 | None | 0 | #N/A | #N/A | Sector is blank | Sector is blank
203 | [37 empty] | Row Not Used | #N/A |  | #N/A | Okay | 0 |  | None | 0 | None | 0 | None | 0 | None | 0 | #N/A | #N/A | Sector is blank | Sector is blank
204 | [37 empty] | Row Not Used | #N/A |  | #N/A | Okay | 0 |  | None | 0 | None | 0 | None | 0 | None | 0 | #N/A | #N/A | Sector is blank | Sector is blank
205 | [37 empty] | Row Not Used | #N/A |  | #N/A | Okay | 0 |  | None | 0 | None | 0 | None | 0 | None | 0 | #N/A | #N/A | Sector is blank | Sector is blank
206 | [37 empty] | Row Not Used | #N/A |  | #N/A | Okay | 0 |  | None | 0 | None | 0 | None | 0 | None | 0 | #N/A | #N/A | Sector is blank | Sector is blank
207 | [37 empty] | Row Not Used | #N/A |  | #N/A | Okay | 0 |  | None | 0 | None | 0 | None | 0 | None | 0 | #N/A | #N/A | Sector is blank | Sector is blank
208 | [37 empty] | Row Not Used | #N/A |  | #N/A | Okay | 0 |  | None | 0 | None | 0 | None | 0 | None | 0 | #N/A | #N/A | Sector is blank | Sector is blank
209 | [37 empty] | Row Not Used | #N/A |  | #N/A | Okay | 0 |  | None | 0 | None | 0 | None | 0 | None | 0 | #N/A | #N/A | Sector is blank | Sector is blank
210 | [37 empty] | Row Not Used | #N/A |  | #N/A | Okay | 0 |  | None | 0 | None | 0 | None | 0 | None | 0 | #N/A | #N/A | Sector is blank | Sector is blank
211 | [37 empty] | Row Not Used | #N/A |  | #N/A | Okay | 0 |  | None | 0 | None | 0 | None | 0 | None | 0 | #N/A | #N/A | Sector is blank | Sector is blank
212 | [37 empty] | Row Not Used | #N/A |  | #N/A | Okay | 0 |  | None | 0 | None | 0 | None | 0 | None | 0 | #N/A | #N/A | Sector is blank | Sector is blank
213 | [37 empty] | Row Not Used | #N/A |  | #N/A | Okay | 0 |  | None | 0 | None | 0 | None | 0 | None | 0 | #N/A | #N/A | Sector is blank | Sector is blank
214 | [37 empty] | Row Not Used | #N/A |  | #N/A | Okay | 0 |  | None | 0 | None | 0 | None | 0 | None | 0 | #N/A | #N/A | Sector is blank | Sector is blank
215 | [37 empty] | Row Not Used | #N/A |  | #N/A | Okay | 0 |  | None | 0 | None | 0 | None | 0 | None | 0 | #N/A | #N/A | Sector is blank | Sector is blank
216 | [37 empty] | Row Not Used | #N/A |  | #N/A | Okay | 0 |  | None | 0 | None | 0 | None | 0 | None | 0 | #N/A | #N/A | Sector is blank | Sector is blank
217 | [37 empty] | Row Not Used | #N/A |  | #N/A | Okay | 0 |  | None | 0 | None | 0 | None | 0 | None | 0 | #N/A | #N/A | Sector is blank | Sector is blank
218 | [37 empty] | Row Not Used | #N/A |  | #N/A | Okay | 0 |  | None | 0 | None | 0 | None | 0 | None | 0 | #N/A | #N/A | Sector is blank | Sector is blank
219 | [37 empty] | Row Not Used | #N/A |  | #N/A | Okay | 0 |  | None | 0 | None | 0 | None | 0 | None | 0 | #N/A | #N/A | Sector is blank | Sector is blank
220 | [37 empty] | Row Not Used | #N/A |  | #N/A | Okay | 0 |  | None | 0 | None | 0 | None | 0 | None | 0 | #N/A | #N/A | Sector is blank | Sector is blank
221 | [37 empty] | Row Not Used | #N/A |  | #N/A | Okay | 0 |  | None | 0 | None | 0 | None | 0 | None | 0 | #N/A | #N/A | Sector is blank | Sector is blank
222 | [37 empty] | Row Not Used | #N/A |  | #N/A | Okay | 0 |  | None | 0 | None | 0 | None | 0 | None | 0 | #N/A | #N/A | Sector is blank | Sector is blank
223 | [37 empty] | Row Not Used | #N/A |  | #N/A | Okay | 0 |  | None | 0 | None | 0 | None | 0 | None | 0 | #N/A | #N/A | Sector is blank | Sector is blank
224 | [37 empty] | Row Not Used | #N/A |  | #N/A | Okay | 0 |  | None | 0 | None | 0 | None | 0 | None | 0 | #N/A | #N/A | Sector is blank | Sector is blank
225 | [37 empty] | Row Not Used | #N/A |  | #N/A | Okay | 0 |  | None | 0 | None | 0 | None | 0 | None | 0 | #N/A | #N/A | Sector is blank | Sector is blank
226 | [37 empty] | Row Not Used | #N/A |  | #N/A | Okay | 0 |  | None | 0 | None | 0 | None | 0 | None | 0 | #N/A | #N/A | Sector is blank | Sector is blank
227 | [37 empty] | Row Not Used | #N/A |  | #N/A | Okay | 0 |  | None | 0 | None | 0 | None | 0 | None | 0 | #N/A | #N/A | Sector is blank | Sector is blank
228 | [37 empty] | Row Not Used | #N/A |  | #N/A | Okay | 0 |  | None | 0 | None | 0 | None | 0 | None | 0 | #N/A | #N/A | Sector is blank | Sector is blank
229 | [37 empty] | Row Not Used | #N/A |  | #N/A | Okay | 0 |  | None | 0 | None | 0 | None | 0 | None | 0 | #N/A | #N/A | Sector is blank | Sector is blank
230 | [37 empty] | Row Not Used | #N/A |  | #N/A | Okay | 0 |  | None | 0 | None | 0 | None | 0 | None | 0 | #N/A | #N/A | Sector is blank | Sector is blank
231 | [37 empty] | Row Not Used | #N/A |  | #N/A | Okay | 0 |  | None | 0 | None | 0 | None | 0 | None | 0 | #N/A | #N/A | Sector is blank | Sector is blank
232 | [37 empty] | Row Not Used | #N/A |  | #N/A | Okay | 0 |  | None | 0 | None | 0 | None | 0 | None | 0 | #N/A | #N/A | Sector is blank | Sector is blank
233 | [37 empty] | Row Not Used | #N/A |  | #N/A | Okay | 0 |  | None | 0 | None | 0 | None | 0 | None | 0 | #N/A | #N/A | Sector is blank | Sector is blank
234 | [37 empty] | Row Not Used | #N/A |  | #N/A | Okay | 0 |  | None | 0 | None | 0 | None | 0 | None | 0 | #N/A | #N/A | Sector is blank | Sector is blank
235 | [37 empty] | Row Not Used | #N/A |  | #N/A | Okay | 0 |  | None | 0 | None | 0 | None | 0 | None | 0 | #N/A | #N/A | Sector is blank | Sector is blank
236 | [37 empty] | Row Not Used | #N/A |  | #N/A | Okay | 0 |  | None | 0 | None | 0 | None | 0 | None | 0 | #N/A | #N/A | Sector is blank | Sector is blank
237 | [37 empty] | Row Not Used | #N/A |  | #N/A | Okay | 0 |  | None | 0 | None | 0 | None | 0 | None | 0 | #N/A | #N/A | Sector is blank | Sector is blank
238 | [37 empty] | Row Not Used | #N/A |  | #N/A | Okay | 0 |  | None | 0 | None | 0 | None | 0 | None | 0 | #N/A | #N/A | Sector is blank | Sector is blank
239 | [37 empty] | Row Not Used | #N/A |  | #N/A | Okay | 0 |  | None | 0 | None | 0 | None | 0 | None | 0 | #N/A | #N/A | Sector is blank | Sector is blank
240 | [37 empty] | Row Not Used | #N/A |  | #N/A | Okay | 0 |  | None | 0 | None | 0 | None | 0 | None | 0 | #N/A | #N/A | Sector is blank | Sector is blank
241 | [37 empty] | Row Not Used | #N/A |  | #N/A | Okay | 0 |  | None | 0 | None | 0 | None | 0 | None | 0 | #N/A | #N/A | Sector is blank | Sector is blank
242 | [37 empty] | Row Not Used | #N/A |  | #N/A | Okay | 0 |  | None | 0 | None | 0 | None | 0 | None | 0 | #N/A | #N/A | Sector is blank | Sector is blank
243 | [37 empty] | Row Not Used | #N/A |  | #N/A | Okay | 0 |  | None | 0 | None | 0 | None | 0 | None | 0 | #N/A | #N/A | Sector is blank | Sector is blank
244 | [37 empty] | Row Not Used | #N/A |  | #N/A | Okay | 0 |  | None | 0 | None | 0 | None | 0 | None | 0 | #N/A | #N/A | Sector is blank | Sector is blank
245 | [37 empty] | Row Not Used | #N/A |  | #N/A | Okay | 0 |  | None | 0 | None | 0 | None | 0 | None | 0 | #N/A | #N/A | Sector is blank | Sector is blank
246 | [37 empty] | Row Not Used | #N/A |  | #N/A | Okay | 0 |  | None | 0 | None | 0 | None | 0 | None | 0 | #N/A | #N/A | Sector is blank | Sector is blank
247 | [37 empty] | Row Not Used | #N/A |  | #N/A | Okay | 0 |  | None | 0 | None | 0 | None | 0 | None | 0 | #N/A | #N/A | Sector is blank | Sector is blank
248 | [37 empty] | Row Not Used | #N/A |  | #N/A | Okay | 0 |  | None | 0 | None | 0 | None | 0 | None | 0 | #N/A | #N/A | Sector is blank | Sector is blank
249 | [37 empty] | Row Not Used | #N/A |  | #N/A | Okay | 0 |  | None | 0 | None | 0 | None | 0 | None | 0 | #N/A | #N/A | Sector is blank | Sector is blank
250 | [37 empty] | Row Not Used | #N/A |  | #N/A | Okay | 0 |  | None | 0 | None | 0 | None | 0 | None | 0 | #N/A | #N/A | Sector is blank | Sector is blank
251 | [37 empty] | Row Not Used | #N/A |  | #N/A | Okay | 0 |  | None | 0 | None | 0 | None | 0 | None | 0 | #N/A | #N/A | Sector is blank | Sector is blank
252 | [37 empty] | Row Not Used | #N/A |  | #N/A | Okay | 0 |  | None | 0 | None | 0 | None | 0 | None | 0 | #N/A | #N/A | Sector is blank | Sector is blank
253 | [37 empty] | Row Not Used | #N/A |  | #N/A | Okay | 0 |  | None | 0 | None | 0 | None | 0 | None | 0 | #N/A | #N/A | Sector is blank | Sector is blank
254 | [37 empty] | Row Not Used | #N/A |  | #N/A | Okay | 0 |  | None | 0 | None | 0 | None | 0 | None | 0 | #N/A | #N/A | Sector is blank | Sector is blank
255 | [37 empty] | Row Not Used | #N/A |  | #N/A | Okay | 0 |  | None | 0 | None | 0 | None | 0 | None | 0 | #N/A | #N/A | Sector is blank | Sector is blank
256 | [37 empty] | Row Not Used | #N/A |  | #N/A | Okay | 0 |  | None | 0 | None | 0 | None | 0 | None | 0 | #N/A | #N/A | Sector is blank | Sector is blank
257 | [37 empty] | Row Not Used | #N/A |  | #N/A | Okay | 0 |  | None | 0 | None | 0 | None | 0 | None | 0 | #N/A | #N/A | Sector is blank | Sector is blank
258 | [37 empty] | Row Not Used | #N/A |  | #N/A | Okay | 0 |  | None | 0 | None | 0 | None | 0 | None | 0 | #N/A | #N/A | Sector is blank | Sector is blank
259 | [37 empty] | Row Not Used | #N/A |  | #N/A | Okay | 0 |  | None | 0 | None | 0 | None | 0 | None | 0 | #N/A | #N/A | Sector is blank | Sector is blank
260 | [37 empty] | Row Not Used | #N/A |  | #N/A | Okay | 0 |  | None | 0 | None | 0 | None | 0 | None | 0 | #N/A | #N/A | Sector is blank | Sector is blank
261 | [37 empty] | Row Not Used | #N/A |  | #N/A | Okay | 0 |  | None | 0 | None | 0 | None | 0 | None | 0 | #N/A | #N/A | Sector is blank | Sector is blank
262 | [37 empty] | Row Not Used | #N/A |  | #N/A | Okay | 0 |  | None | 0 | None | 0 | None | 0 | None | 0 | #N/A | #N/A | Sector is blank | Sector is blank
263 | [37 empty] | Row Not Used | #N/A |  | #N/A | Okay | 0 |  | None | 0 | None | 0 | None | 0 | None | 0 | #N/A | #N/A | Sector is blank | Sector is blank
264 | [37 empty] | Row Not Used | #N/A |  | #N/A | Okay | 0 |  | None | 0 | None | 0 | None | 0 | None | 0 | #N/A | #N/A | Sector is blank | Sector is blank
265 | [37 empty] | Row Not Used | #N/A |  | #N/A | Okay | 0 |  | None | 0 | None | 0 | None | 0 | None | 0 | #N/A | #N/A | Sector is blank | Sector is blank
266 | [37 empty] | Row Not Used | #N/A |  | #N/A | Okay | 0 |  | None | 0 | None | 0 | None | 0 | None | 0 | #N/A | #N/A | Sector is blank | Sector is blank
267 | [37 empty] | Row Not Used | #N/A |  | #N/A | Okay | 0 |  | None | 0 | None | 0 | None | 0 | None | 0 | #N/A | #N/A | Sector is blank | Sector is blank
268 | [37 empty] | Row Not Used | #N/A |  | #N/A | Okay | 0 |  | None | 0 | None | 0 | None | 0 | None | 0 | #N/A | #N/A | Sector is blank | Sector is blank
269 | [37 empty] | Row Not Used | #N/A |  | #N/A | Okay | 0 |  | None | 0 | None | 0 | None | 0 | None | 0 | #N/A | #N/A | Sector is blank | Sector is blank
270 | [37 empty] | Row Not Used | #N/A |  | #N/A | Okay | 0 |  | None | 0 | None | 0 | None | 0 | None | 0 | #N/A | #N/A | Sector is blank | Sector is blank
271 | [37 empty] | Row Not Used | #N/A |  | #N/A | Okay | 0 |  | None | 0 | None | 0 | None | 0 | None | 0 | #N/A | #N/A | Sector is blank | Sector is blank
272 | [37 empty] | Row Not Used | #N/A |  | #N/A | Okay | 0 |  | None | 0 | None | 0 | None | 0 | None | 0 | #N/A | #N/A | Sector is blank | Sector is blank
273 | [37 empty] | Row Not Used | #N/A |  | #N/A | Okay | 0 |  | None | 0 | None | 0 | None | 0 | None | 0 | #N/A | #N/A | Sector is blank | Sector is blank
274 | [37 empty] | Row Not Used | #N/A |  | #N/A | Okay | 0 |  | None | 0 | None | 0 | None | 0 | None | 0 | #N/A | #N/A | Sector is blank | Sector is blank
275 | [37 empty] | Row Not Used | #N/A |  | #N/A | Okay | 0 |  | None | 0 | None | 0 | None | 0 | None | 0 | #N/A | #N/A | Sector is blank | Sector is blank
276 | [37 empty] | Row Not Used | #N/A |  | #N/A | Okay | 0 |  | None | 0 | None | 0 | None | 0 | None | 0 | #N/A | #N/A | Sector is blank | Sector is blank
277 | [37 empty] | Row Not Used | #N/A |  | #N/A | Okay | 0 |  | None | 0 | None | 0 | None | 0 | None | 0 | #N/A | #N/A | Sector is blank | Sector is blank
278 | [37 empty] | Row Not Used | #N/A |  | #N/A | Okay | 0 |  | None | 0 | None | 0 | None | 0 | None | 0 | #N/A | #N/A | Sector is blank | Sector is blank
279 | [37 empty] | Row Not Used | #N/A |  | #N/A | Okay | 0 |  | None | 0 | None | 0 | None | 0 | None | 0 | #N/A | #N/A | Sector is blank | Sector is blank
280 | [37 empty] | Row Not Used | #N/A |  | #N/A | Okay | 0 |  | None | 0 | None | 0 | None | 0 | None | 0 | #N/A | #N/A | Sector is blank | Sector is blank
281 | [37 empty] | Row Not Used | #N/A |  | #N/A | Okay | 0 |  | None | 0 | None | 0 | None | 0 | None | 0 | #N/A | #N/A | Sector is blank | Sector is blank
282 | [37 empty] | Row Not Used | #N/A |  | #N/A | Okay | 0 |  | None | 0 | None | 0 | None | 0 | None | 0 | #N/A | #N/A | Sector is blank | Sector is blank
283 | [37 empty] | Row Not Used | #N/A |  | #N/A | Okay | 0 |  | None | 0 | None | 0 | None | 0 | None | 0 | #N/A | #N/A | Sector is blank | Sector is blank
284 | [37 empty] | Row Not Used | #N/A |  | #N/A | Okay | 0 |  | None | 0 | None | 0 | None | 0 | None | 0 | #N/A | #N/A | Sector is blank | Sector is blank
285 | [37 empty] | Row Not Used | #N/A |  | #N/A | Okay | 0 |  | None | 0 | None | 0 | None | 0 | None | 0 | #N/A | #N/A | Sector is blank | Sector is blank
286 | [37 empty] | Row Not Used | #N/A |  | #N/A | Okay | 0 |  | None | 0 | None | 0 | None | 0 | None | 0 | #N/A | #N/A | Sector is blank | Sector is blank
287 | [37 empty] | Row Not Used | #N/A |  | #N/A | Okay | 0 |  | None | 0 | None | 0 | None | 0 | None | 0 | #N/A | #N/A | Sector is blank | Sector is blank
288 | [37 empty] | Row Not Used | #N/A |  | #N/A | Okay | 0 |  | None | 0 | None | 0 | None | 0 | None | 0 | #N/A | #N/A | Sector is blank | Sector is blank
289 | [37 empty] | Row Not Used | #N/A |  | #N/A | Okay | 0 |  | None | 0 | None | 0 | None | 0 | None | 0 | #N/A | #N/A | Sector is blank | Sector is blank
290 | [37 empty] | Row Not Used | #N/A |  | #N/A | Okay | 0 |  | None | 0 | None | 0 | None | 0 | None | 0 | #N/A | #N/A | Sector is blank | Sector is blank
291 | [37 empty] | Row Not Used | #N/A |  | #N/A | Okay | 0 |  | None | 0 | None | 0 | None | 0 | None | 0 | #N/A | #N/A | Sector is blank | Sector is blank
292 | [37 empty] | Row Not Used | #N/A |  | #N/A | Okay | 0 |  | None | 0 | None | 0 | None | 0 | None | 0 | #N/A | #N/A | Sector is blank | Sector is blank
293 | [37 empty] | Row Not Used | #N/A |  | #N/A | Okay | 0 |  | None | 0 | None | 0 | None | 0 | None | 0 | #N/A | #N/A | Sector is blank | Sector is blank
294 | [37 empty] | Row Not Used | #N/A |  | #N/A | Okay | 0 |  | None | 0 | None | 0 | None | 0 | None | 0 | #N/A | #N/A | Sector is blank | Sector is blank
295 | [37 empty] | Row Not Used | #N/A |  | #N/A | Okay | 0 |  | None | 0 | None | 0 | None | 0 | None | 0 | #N/A | #N/A | Sector is blank | Sector is blank
296 | [37 empty] | Row Not Used | #N/A |  | #N/A | Okay | 0 |  | None | 0 | None | 0 | None | 0 | None | 0 | #N/A | #N/A | Sector is blank | Sector is blank
297 | [37 empty] | Row Not Used | #N/A |  | #N/A | Okay | 0 |  | None | 0 | None | 0 | None | 0 | None | 0 | #N/A | #N/A | Sector is blank | Sector is blank
298 | [37 empty] | Row Not Used | #N/A |  | #N/A | Okay | 0 |  | None | 0 | None | 0 | None | 0 | None | 0 | #N/A | #N/A | Sector is blank | Sector is blank
299 | [37 empty] | Row Not Used | #N/A |  | #N/A | Okay | 0 |  | None | 0 | None | 0 | None | 0 | None | 0 | #N/A | #N/A | Sector is blank | Sector is blank
300 | [37 empty] | Row Not Used | #N/A |  | #N/A | Okay | 0 |  | None | 0 | None | 0 | None | 0 | None | 0 | #N/A | #N/A | Sector is blank | Sector is blank
301 | [37 empty] | Row Not Used | #N/A |  | #N/A | Okay | 0 |  | None | 0 | None | 0 | None | 0 | None | 0 | #N/A | #N/A | Sector is blank | Sector is blank
302 | [37 empty] | Row Not Used | #N/A |  | #N/A | Okay | 0 |  | None | 0 | None | 0 | None | 0 | None | 0 | #N/A | #N/A | Sector is blank | Sector is blank
303 | [37 empty] | Row Not Used | #N/A |  | #N/A | Okay | 0 |  | None | 0 | None | 0 | None | 0 | None | 0 | #N/A | #N/A | Sector is blank | Sector is blank
304 | [37 empty] | Row Not Used | #N/A |  | #N/A | Okay | 0 |  | None | 0 | None | 0 | None | 0 | None | 0 | #N/A | #N/A | Sector is blank | Sector is blank
305 | [37 empty] | Row Not Used | #N/A |  | #N/A | Okay | 0 |  | None | 0 | None | 0 | None | 0 | None | 0 | #N/A | #N/A | Sector is blank | Sector is blank
306 | [37 empty] | Row Not Used | #N/A |  | #N/A | Okay | 0 |  | None | 0 | None | 0 | None | 0 | None | 0 | #N/A | #N/A | Sector is blank | Sector is blank
307 | [37 empty] | Row Not Used | #N/A |  | #N/A | Okay | 0 |  | None | 0 | None | 0 | None | 0 | None | 0 | #N/A | #N/A | Sector is blank | Sector is blank
308 | [37 empty] | Row Not Used | #N/A |  | #N/A | Okay | 0 |  | None | 0 | None | 0 | None | 0 | None | 0 | #N/A | #N/A | Sector is blank | Sector is blank
309 | [37 empty] | Row Not Used | #N/A |  | #N/A | Okay | 0 |  | None | 0 | None | 0 | None | 0 | None | 0 | #N/A | #N/A | Sector is blank | Sector is blank
310 | [37 empty] | Row Not Used | #N/A |  | #N/A | Okay | 0 |  | None | 0 | None | 0 | None | 0 | None | 0 | #N/A | #N/A | Sector is blank | Sector is blank
311 | [37 empty] | Row Not Used | #N/A |  | #N/A | Okay | 0 |  | None | 0 | None | 0 | None | 0 | None | 0 | #N/A | #N/A | Sector is blank | Sector is blank
312 | [37 empty] | Row Not Used | #N/A |  | #N/A | Okay | 0 |  | None | 0 | None | 0 | None | 0 | None | 0 | #N/A | #N/A | Sector is blank | Sector is blank
313 | [37 empty] | Row Not Used | #N/A |  | #N/A | Okay | 0 |  | None | 0 | None | 0 | None | 0 | None | 0 | #N/A | #N/A | Sector is blank | Sector is blank
314 | [37 empty] | Row Not Used | #N/A |  | #N/A | Okay | 0 |  | None | 0 | None | 0 | None | 0 | None | 0 | #N/A | #N/A | Sector is blank | Sector is blank
315 | [37 empty] | Row Not Used | #N/A |  | #N/A | Okay | 0 |  | None | 0 | None | 0 | None | 0 | None | 0 | #N/A | #N/A | Sector is blank | Sector is blank
316 | [37 empty] | Row Not Used | #N/A |  | #N/A | Okay | 0 |  | None | 0 | None | 0 | None | 0 | None | 0 | #N/A | #N/A | Sector is blank | Sector is blank
317 | [37 empty] | Row Not Used | #N/A |  | #N/A | Okay | 0 |  | None | 0 | None | 0 | None | 0 | None | 0 | #N/A | #N/A | Sector is blank | Sector is blank
318 | [37 empty] | Row Not Used | #N/A |  | #N/A | Okay | 0 |  | None | 0 | None | 0 | None | 0 | None | 0 | #N/A | #N/A | Sector is blank | Sector is blank
319 | [37 empty] | Row Not Used | #N/A |  | #N/A | Okay | 0 |  | None | 0 | None | 0 | None | 0 | None | 0 | #N/A | #N/A | Sector is blank | Sector is blank
320 | [37 empty] | Row Not Used | #N/A |  | #N/A | Okay | 0 |  | None | 0 | None | 0 | None | 0 | None | 0 | #N/A | #N/A | Sector is blank | Sector is blank
321 | [37 empty] | Row Not Used | #N/A |  | #N/A | Okay | 0 |  | None | 0 | None | 0 | None | 0 | None | 0 | #N/A | #N/A | Sector is blank | Sector is blank
322 | [37 empty] | Row Not Used | #N/A |  | #N/A | Okay | 0 |  | None | 0 | None | 0 | None | 0 | None | 0 | #N/A | #N/A | Sector is blank | Sector is blank
323 | [37 empty] | Row Not Used | #N/A |  | #N/A | Okay | 0 |  | None | 0 | None | 0 | None | 0 | None | 0 | #N/A | #N/A | Sector is blank | Sector is blank
324 | [37 empty] | Row Not Used | #N/A |  | #N/A | Okay | 0 |  | None | 0 | None | 0 | None | 0 | None | 0 | #N/A | #N/A | Sector is blank | Sector is blank
325 | [37 empty] | Row Not Used | #N/A |  | #N/A | Okay | 0 |  | None | 0 | None | 0 | None | 0 | None | 0 | #N/A | #N/A | Sector is blank | Sector is blank
326 | [37 empty] | Row Not Used | #N/A |  | #N/A | Okay | 0 |  | None | 0 | None | 0 | None | 0 | None | 0 | #N/A | #N/A | Sector is blank | Sector is blank
327 | [37 empty] | Row Not Used | #N/A |  | #N/A | Okay | 0 |  | None | 0 | None | 0 | None | 0 | None | 0 | #N/A | #N/A | Sector is blank | Sector is blank
328 | [37 empty] | Row Not Used | #N/A |  | #N/A | Okay | 0 |  | None | 0 | None | 0 | None | 0 | None | 0 | #N/A | #N/A | Sector is blank | Sector is blank
329 | [37 empty] | Row Not Used | #N/A |  | #N/A | Okay | 0 |  | None | 0 | None | 0 | None | 0 | None | 0 | #N/A | #N/A | Sector is blank | Sector is blank
330 | [37 empty] | Row Not Used | #N/A |  | #N/A | Okay | 0 |  | None | 0 | None | 0 | None | 0 | None | 0 | #N/A | #N/A | Sector is blank | Sector is blank
331 | [37 empty] | Row Not Used | #N/A |  | #N/A | Okay | 0 |  | None | 0 | None | 0 | None | 0 | None | 0 | #N/A | #N/A | Sector is blank | Sector is blank
332 | [37 empty] | Row Not Used | #N/A |  | #N/A | Okay | 0 |  | None | 0 | None | 0 | None | 0 | None | 0 | #N/A | #N/A | Sector is blank | Sector is blank
333 | [37 empty] | Row Not Used | #N/A |  | #N/A | Okay | 0 |  | None | 0 | None | 0 | None | 0 | None | 0 | #N/A | #N/A | Sector is blank | Sector is blank
334 | [37 empty] | Row Not Used | #N/A |  | #N/A | Okay | 0 |  | None | 0 | None | 0 | None | 0 | None | 0 | #N/A | #N/A | Sector is blank | Sector is blank
335 | [37 empty] | Row Not Used | #N/A |  | #N/A | Okay | 0 |  | None | 0 | None | 0 | None | 0 | None | 0 | #N/A | #N/A | Sector is blank | Sector is blank
336 | [37 empty] | Row Not Used | #N/A |  | #N/A | Okay | 0 |  | None | 0 | None | 0 | None | 0 | None | 0 | #N/A | #N/A | Sector is blank | Sector is blank
337 | [37 empty] | Row Not Used | #N/A |  | #N/A | Okay | 0 |  | None | 0 | None | 0 | None | 0 | None | 0 | #N/A | #N/A | Sector is blank | Sector is blank
338 | [37 empty] | Row Not Used | #N/A |  | #N/A | Okay | 0 |  | None | 0 | None | 0 | None | 0 | None | 0 | #N/A | #N/A | Sector is blank | Sector is blank
339 | [37 empty] | Row Not Used | #N/A |  | #N/A | Okay | 0 |  | None | 0 | None | 0 | None | 0 | None | 0 | #N/A | #N/A | Sector is blank | Sector is blank
340 | [37 empty] | Row Not Used | #N/A |  | #N/A | Okay | 0 |  | None | 0 | None | 0 | None | 0 | None | 0 | #N/A | #N/A | Sector is blank | Sector is blank
341 | [37 empty] | Row Not Used | #N/A |  | #N/A | Okay | 0 |  | None | 0 | None | 0 | None | 0 | None | 0 | #N/A | #N/A | Sector is blank | Sector is blank
342 | [37 empty] | Row Not Used | #N/A |  | #N/A | Okay | 0 |  | None | 0 | None | 0 | None | 0 | None | 0 | #N/A | #N/A | Sector is blank | Sector is blank
343 | [37 empty] | Row Not Used | #N/A |  | #N/A | Okay | 0 |  | None | 0 | None | 0 | None | 0 | None | 0 | #N/A | #N/A | Sector is blank | Sector is blank
344 | [37 empty] | Row Not Used | #N/A |  | #N/A | Okay | 0 |  | None | 0 | None | 0 | None | 0 | None | 0 | #N/A | #N/A | Sector is blank | Sector is blank
345 | [37 empty] | Row Not Used | #N/A |  | #N/A | Okay | 0 |  | None | 0 | None | 0 | None | 0 | None | 0 | #N/A | #N/A | Sector is blank | Sector is blank
346 | [37 empty] | Row Not Used | #N/A |  | #N/A | Okay | 0 |  | None | 0 | None | 0 | None | 0 | None | 0 | #N/A | #N/A | Sector is blank | Sector is blank
347 | [37 empty] | Row Not Used | #N/A |  | #N/A | Okay | 0 |  | None | 0 | None | 0 | None | 0 | None | 0 | #N/A | #N/A | Sector is blank | Sector is blank
348 | [37 empty] | Row Not Used | #N/A |  | #N/A | Okay | 0 |  | None | 0 | None | 0 | None | 0 | None | 0 | #N/A | #N/A | Sector is blank | Sector is blank
349 | [37 empty] | Row Not Used | #N/A |  | #N/A | Okay | 0 |  | None | 0 | None | 0 | None | 0 | None | 0 | #N/A | #N/A | Sector is blank | Sector is blank
350 | [37 empty] | Row Not Used | #N/A |  | #N/A | Okay | 0 |  | None | 0 | None | 0 | None | 0 | None | 0 | #N/A | #N/A | Sector is blank | Sector is blank
351 | [37 empty] | Row Not Used | #N/A |  | #N/A | Okay | 0 |  | None | 0 | None | 0 | None | 0 | None | 0 | #N/A | #N/A | Sector is blank | Sector is blank
352 | [37 empty] | Row Not Used | #N/A |  | #N/A | Okay | 0 |  | None | 0 | None | 0 | None | 0 | None | 0 | #N/A | #N/A | Sector is blank | Sector is blank
353 | [37 empty] | Row Not Used | #N/A |  | #N/A | Okay | 0 |  | None | 0 | None | 0 | None | 0 | None | 0 | #N/A | #N/A | Sector is blank | Sector is blank
354 | [37 empty] | Row Not Used | #N/A |  | #N/A | Okay | 0 |  | None | 0 | None | 0 | None | 0 | None | 0 | #N/A | #N/A | Sector is blank | Sector is blank
355 | [37 empty] | Row Not Used | #N/A |  | #N/A | Okay | 0 |  | None | 0 | None | 0 | None | 0 | None | 0 | #N/A | #N/A | Sector is blank | Sector is blank
356 | [37 empty] | Row Not Used | #N/A |  | #N/A | Okay | 0 |  | None | 0 | None | 0 | None | 0 | None | 0 | #N/A | #N/A | Sector is blank | Sector is blank
357 | [37 empty] | Row Not Used | #N/A |  | #N/A | Okay | 0 |  | None | 0 | None | 0 | None | 0 | None | 0 | #N/A | #N/A | Sector is blank | Sector is blank
358 | [37 empty] | Row Not Used | #N/A |  | #N/A | Okay | 0 |  | None | 0 | None | 0 | None | 0 | None | 0 | #N/A | #N/A | Sector is blank | Sector is blank
359 | [37 empty] | Row Not Used | #N/A |  | #N/A | Okay | 0 |  | None | 0 | None | 0 | None | 0 | None | 0 | #N/A | #N/A | Sector is blank | Sector is blank
360 | [37 empty] | Row Not Used | #N/A |  | #N/A | Okay | 0 |  | None | 0 | None | 0 | None | 0 | None | 0 | #N/A | #N/A | Sector is blank | Sector is blank
361 | [37 empty] | Row Not Used | #N/A |  | #N/A | Okay | 0 |  | None | 0 | None | 0 | None | 0 | None | 0 | #N/A | #N/A | Sector is blank | Sector is blank
362 | [37 empty] | Row Not Used | #N/A |  | #N/A | Okay | 0 |  | None | 0 | None | 0 | None | 0 | None | 0 | #N/A | #N/A | Sector is blank | Sector is blank
363 | [37 empty] | Row Not Used | #N/A |  | #N/A | Okay | 0 |  | None | 0 | None | 0 | None | 0 | None | 0 | #N/A | #N/A | Sector is blank | Sector is blank
364 | [37 empty] | Row Not Used | #N/A |  | #N/A | Okay | 0 |  | None | 0 | None | 0 | None | 0 | None | 0 | #N/A | #N/A | Sector is blank | Sector is blank
365 | [37 empty] | Row Not Used | #N/A |  | #N/A | Okay | 0 |  | None | 0 | None | 0 | None | 0 | None | 0 | #N/A | #N/A | Sector is blank | Sector is blank
366 | [37 empty] | Row Not Used | #N/A |  | #N/A | Okay | 0 |  | None | 0 | None | 0 | None | 0 | None | 0 | #N/A | #N/A | Sector is blank | Sector is blank
367 | [37 empty] | Row Not Used | #N/A |  | #N/A | Okay | 0 |  | None | 0 | None | 0 | None | 0 | None | 0 | #N/A | #N/A | Sector is blank | Sector is blank
368 | [37 empty] | Row Not Used | #N/A |  | #N/A | Okay | 0 |  | None | 0 | None | 0 | None | 0 | None | 0 | #N/A | #N/A | Sector is blank | Sector is blank
369 | [37 empty] | Row Not Used | #N/A |  | #N/A | Okay | 0 |  | None | 0 | None | 0 | None | 0 | None | 0 | #N/A | #N/A | Sector is blank | Sector is blank
370 | [37 empty] | Row Not Used | #N/A |  | #N/A | Okay | 0 |  | None | 0 | None | 0 | None | 0 | None | 0 | #N/A | #N/A | Sector is blank | Sector is blank
371 | [37 empty] | Row Not Used | #N/A |  | #N/A | Okay | 0 |  | None | 0 | None | 0 | None | 0 | None | 0 | #N/A | #N/A | Sector is blank | Sector is blank
372 | [37 empty] | Row Not Used | #N/A |  | #N/A | Okay | 0 |  | None | 0 | None | 0 | None | 0 | None | 0 | #N/A | #N/A | Sector is blank | Sector is blank
373 | [37 empty] | Row Not Used | #N/A |  | #N/A | Okay | 0 |  | None | 0 | None | 0 | None | 0 | None | 0 | #N/A | #N/A | Sector is blank | Sector is blank
374 | [37 empty] | Row Not Used | #N/A |  | #N/A | Okay | 0 |  | None | 0 | None | 0 | None | 0 | None | 0 | #N/A | #N/A | Sector is blank | Sector is blank
375 | [37 empty] | Row Not Used | #N/A |  | #N/A | Okay | 0 |  | None | 0 | None | 0 | None | 0 | None | 0 | #N/A | #N/A | Sector is blank | Sector is blank
376 | [37 empty] | Row Not Used | #N/A |  | #N/A | Okay | 0 |  | None | 0 | None | 0 | None | 0 | None | 0 | #N/A | #N/A | Sector is blank | Sector is blank
377 | [37 empty] | Row Not Used | #N/A |  | #N/A | Okay | 0 |  | None | 0 | None | 0 | None | 0 | None | 0 | #N/A | #N/A | Sector is blank | Sector is blank
378 | [37 empty] | Row Not Used | #N/A |  | #N/A | Okay | 0 |  | None | 0 | None | 0 | None | 0 | None | 0 | #N/A | #N/A | Sector is blank | Sector is blank
379 | [37 empty] | Row Not Used | #N/A |  | #N/A | Okay | 0 |  | None | 0 | None | 0 | None | 0 | None | 0 | #N/A | #N/A | Sector is blank | Sector is blank
380 | [37 empty] | Row Not Used | #N/A |  | #N/A | Okay | 0 |  | None | 0 | None | 0 | None | 0 | None | 0 | #N/A | #N/A | Sector is blank | Sector is blank
381 | [37 empty] | Row Not Used | #N/A |  | #N/A | Okay | 0 |  | None | 0 | None | 0 | None | 0 | None | 0 | #N/A | #N/A | Sector is blank | Sector is blank
382 | [37 empty] | Row Not Used | #N/A |  | #N/A | Okay | 0 |  | None | 0 | None | 0 | None | 0 | None | 0 | #N/A | #N/A | Sector is blank | Sector is blank
383 | [37 empty] | Row Not Used | #N/A |  | #N/A | Okay | 0 |  | None | 0 | None | 0 | None | 0 | None | 0 | #N/A | #N/A | Sector is blank | Sector is blank
384 | [37 empty] | Row Not Used | #N/A |  | #N/A | Okay | 0 |  | None | 0 | None | 0 | None | 0 | None | 0 | #N/A | #N/A | Sector is blank | Sector is blank
385 | [37 empty] | Row Not Used | #N/A |  | #N/A | Okay | 0 |  | None | 0 | None | 0 | None | 0 | None | 0 | #N/A | #N/A | Sector is blank | Sector is blank
386 | [37 empty] | Row Not Used | #N/A |  | #N/A | Okay | 0 |  | None | 0 | None | 0 | None | 0 | None | 0 | #N/A | #N/A | Sector is blank | Sector is blank
387 | [37 empty] | Row Not Used | #N/A |  | #N/A | Okay | 0 |  | None | 0 | None | 0 | None | 0 | None | 0 | #N/A | #N/A | Sector is blank | Sector is blank
388 | [37 empty] | Row Not Used | #N/A |  | #N/A | Okay | 0 |  | None | 0 | None | 0 | None | 0 | None | 0 | #N/A | #N/A | Sector is blank | Sector is blank
389 | [37 empty] | Row Not Used | #N/A |  | #N/A | Okay | 0 |  | None | 0 | None | 0 | None | 0 | None | 0 | #N/A | #N/A | Sector is blank | Sector is blank
390 | [37 empty] | Row Not Used | #N/A |  | #N/A | Okay | 0 |  | None | 0 | None | 0 | None | 0 | None | 0 | #N/A | #N/A | Sector is blank | Sector is blank
391 | [37 empty] | Row Not Used | #N/A |  | #N/A | Okay | 0 |  | None | 0 | None | 0 | None | 0 | None | 0 | #N/A | #N/A | Sector is blank | Sector is blank
392 | [37 empty] | Row Not Used | #N/A |  | #N/A | Okay | 0 |  | None | 0 | None | 0 | None | 0 | None | 0 | #N/A | #N/A | Sector is blank | Sector is blank
393 | [37 empty] | Row Not Used | #N/A |  | #N/A | Okay | 0 |  | None | 0 | None | 0 | None | 0 | None | 0 | #N/A | #N/A | Sector is blank | Sector is blank
394 | [37 empty] | Row Not Used | #N/A |  | #N/A | Okay | 0 |  | None | 0 | None | 0 | None | 0 | None | 0 | #N/A | #N/A | Sector is blank | Sector is blank
395 | [37 empty] | Row Not Used | #N/A |  | #N/A | Okay | 0 |  | None | 0 | None | 0 | None | 0 | None | 0 | #N/A | #N/A | Sector is blank | Sector is blank
396 | [37 empty] | Row Not Used | #N/A |  | #N/A | Okay | 0 |  | None | 0 | None | 0 | None | 0 | None | 0 | #N/A | #N/A | Sector is blank | Sector is blank
397 | [37 empty] | Row Not Used | #N/A |  | #N/A | Okay | 0 |  | None | 0 | None | 0 | None | 0 | None | 0 | #N/A | #N/A | Sector is blank | Sector is blank
398 | [37 empty] | Row Not Used | #N/A |  | #N/A | Okay | 0 |  | None | 0 | None | 0 | None | 0 | None | 0 | #N/A | #N/A | Sector is blank | Sector is blank
399 | [37 empty] | Row Not Used | #N/A |  | #N/A | Okay | 0 |  | None | 0 | None | 0 | None | 0 | None | 0 | #N/A | #N/A | Sector is blank | Sector is blank
400 | [37 empty] | Row Not Used | #N/A |  | #N/A | Okay | 0 |  | None | 0 | None | 0 | None | 0 | None | 0 | #N/A | #N/A | Sector is blank | Sector is blank
401 | [37 empty] | Row Not Used | #N/A |  | #N/A | Okay | 0 |  | None | 0 | None | 0 | None | 0 | None | 0 | #N/A | #N/A | Sector is blank | Sector is blank
402 | [37 empty] | Row Not Used | #N/A |  | #N/A | Okay | 0 |  | None | 0 | None | 0 | None | 0 | None | 0 | #N/A | #N/A | Sector is blank | Sector is blank
403 | [37 empty] | Row Not Used | #N/A |  | #N/A | Okay | 0 |  | None | 0 | None | 0 | None | 0 | None | 0 | #N/A | #N/A | Sector is blank | Sector is blank
404 | [37 empty] | Row Not Used | #N/A |  | #N/A | Okay | 0 |  | None | 0 | None | 0 | None | 0 | None | 0 | #N/A | #N/A | Sector is blank | Sector is blank
405 | [37 empty] | Row Not Used | #N/A |  | #N/A | Okay | 0 |  | None | 0 | None | 0 | None | 0 | None | 0 | #N/A | #N/A | Sector is blank | Sector is blank
406 | [37 empty] | Row Not Used | #N/A |  | #N/A | Okay | 0 |  | None | 0 | None | 0 | None | 0 | None | 0 | #N/A | #N/A | Sector is blank | Sector is blank
407 | [37 empty] | Row Not Used | #N/A |  | #N/A | Okay | 0 |  | None | 0 | None | 0 | None | 0 | None | 0 | #N/A | #N/A | Sector is blank | Sector is blank
408 | [37 empty] | Row Not Used | #N/A |  | #N/A | Okay | 0 |  | None | 0 | None | 0 | None | 0 | None | 0 | #N/A | #N/A | Sector is blank | Sector is blank
409 | [37 empty] | Row Not Used | #N/A |  | #N/A | Okay | 0 |  | None | 0 | None | 0 | None | 0 | None | 0 | #N/A | #N/A | Sector is blank | Sector is blank
410 | [37 empty] | Row Not Used | #N/A |  | #N/A | Okay | 0 |  | None | 0 | None | 0 | None | 0 | None | 0 | #N/A | #N/A | Sector is blank | Sector is blank
411 | [37 empty] | Row Not Used | #N/A |  | #N/A | Okay | 0 |  | None | 0 | None | 0 | None | 0 | None | 0 | #N/A | #N/A | Sector is blank | Sector is blank
412 | [37 empty] | Row Not Used | #N/A |  | #N/A | Okay | 0 |  | None | 0 | None | 0 | None | 0 | None | 0 | #N/A | #N/A | Sector is blank | Sector is blank
413 | [37 empty] | Row Not Used | #N/A |  | #N/A | Okay | 0 |  | None | 0 | None | 0 | None | 0 | None | 0 | #N/A | #N/A | Sector is blank | Sector is blank
414 | [37 empty] | Row Not Used | #N/A |  | #N/A | Okay | 0 |  | None | 0 | None | 0 | None | 0 | None | 0 | #N/A | #N/A | Sector is blank | Sector is blank
415 | [37 empty] | Row Not Used | #N/A |  | #N/A | Okay | 0 |  | None | 0 | None | 0 | None | 0 | None | 0 | #N/A | #N/A | Sector is blank | Sector is blank
416 | [37 empty] | Row Not Used | #N/A |  | #N/A | Okay | 0 |  | None | 0 | None | 0 | None | 0 | None | 0 | #N/A | #N/A | Sector is blank | Sector is blank
417 | [37 empty] | Row Not Used | #N/A |  | #N/A | Okay | 0 |  | None | 0 | None | 0 | None | 0 | None | 0 | #N/A | #N/A | Sector is blank | Sector is blank
418 | [37 empty] | Row Not Used | #N/A |  | #N/A | Okay | 0 |  | None | 0 | None | 0 | None | 0 | None | 0 | #N/A | #N/A | Sector is blank | Sector is blank
419 | [37 empty] | Row Not Used | #N/A |  | #N/A | Okay | 0 |  | None | 0 | None | 0 | None | 0 | None | 0 | #N/A | #N/A | Sector is blank | Sector is blank
420 | [37 empty] | Row Not Used | #N/A |  | #N/A | Okay | 0 |  | None | 0 | None | 0 | None | 0 | None | 0 | #N/A | #N/A | Sector is blank | Sector is blank
421 | [37 empty] | Row Not Used | #N/A |  | #N/A | Okay | 0 |  | None | 0 | None | 0 | None | 0 | None | 0 | #N/A | #N/A | Sector is blank | Sector is blank
422 | [37 empty] | Row Not Used | #N/A |  | #N/A | Okay | 0 |  | None | 0 | None | 0 | None | 0 | None | 0 | #N/A | #N/A | Sector is blank | Sector is blank
423 | [37 empty] | Row Not Used | #N/A |  | #N/A | Okay | 0 |  | None | 0 | None | 0 | None | 0 | None | 0 | #N/A | #N/A | Sector is blank | Sector is blank
424 | [37 empty] | Row Not Used | #N/A |  | #N/A | Okay | 0 |  | None | 0 | None | 0 | None | 0 | None | 0 | #N/A | #N/A | Sector is blank | Sector is blank
425 | [37 empty] | Row Not Used | #N/A |  | #N/A | Okay | 0 |  | None | 0 | None | 0 | None | 0 | None | 0 | #N/A | #N/A | Sector is blank | Sector is blank
426 | [37 empty] | Row Not Used | #N/A |  | #N/A | Okay | 0 |  | None | 0 | None | 0 | None | 0 | None | 0 | #N/A | #N/A | Sector is blank | Sector is blank
427 | [37 empty] | Row Not Used | #N/A |  | #N/A | Okay | 0 |  | None | 0 | None | 0 | None | 0 | None | 0 | #N/A | #N/A | Sector is blank | Sector is blank
428 | [37 empty] | Row Not Used | #N/A |  | #N/A | Okay | 0 |  | None | 0 | None | 0 | None | 0 | None | 0 | #N/A | #N/A | Sector is blank | Sector is blank
429 | [37 empty] | Row Not Used | #N/A |  | #N/A | Okay | 0 |  | None | 0 | None | 0 | None | 0 | None | 0 | #N/A | #N/A | Sector is blank | Sector is blank
430 | [37 empty] | Row Not Used | #N/A |  | #N/A | Okay | 0 |  | None | 0 | None | 0 | None | 0 | None | 0 | #N/A | #N/A | Sector is blank | Sector is blank
431 | [37 empty] | Row Not Used | #N/A |  | #N/A | Okay | 0 |  | None | 0 | None | 0 | None | 0 | None | 0 | #N/A | #N/A | Sector is blank | Sector is blank
432 | [37 empty] | Row Not Used | #N/A |  | #N/A | Okay | 0 |  | None | 0 | None | 0 | None | 0 | None | 0 | #N/A | #N/A | Sector is blank | Sector is blank
433 | [37 empty] | Row Not Used | #N/A |  | #N/A | Okay | 0 |  | None | 0 | None | 0 | None | 0 | None | 0 | #N/A | #N/A | Sector is blank | Sector is blank
434 | [37 empty] | Row Not Used | #N/A |  | #N/A | Okay | 0 |  | None | 0 | None | 0 | None | 0 | None | 0 | #N/A | #N/A | Sector is blank | Sector is blank
435 | [37 empty] | Row Not Used | #N/A |  | #N/A | Okay | 0 |  | None | 0 | None | 0 | None | 0 | None | 0 | #N/A | #N/A | Sector is blank | Sector is blank
436 | [37 empty] | Row Not Used | #N/A |  | #N/A | Okay | 0 |  | None | 0 | None | 0 | None | 0 | None | 0 | #N/A | #N/A | Sector is blank | Sector is blank
437 | [37 empty] | Row Not Used | #N/A |  | #N/A | Okay | 0 |  | None | 0 | None | 0 | None | 0 | None | 0 | #N/A | #N/A | Sector is blank | Sector is blank
438 | [37 empty] | Row Not Used | #N/A |  | #N/A | Okay | 0 |  | None | 0 | None | 0 | None | 0 | None | 0 | #N/A | #N/A | Sector is blank | Sector is blank
439 | [37 empty] | Row Not Used | #N/A |  | #N/A | Okay | 0 |  | None | 0 | None | 0 | None | 0 | None | 0 | #N/A | #N/A | Sector is blank | Sector is blank
440 | [37 empty] | Row Not Used | #N/A |  | #N/A | Okay | 0 |  | None | 0 | None | 0 | None | 0 | None | 0 | #N/A | #N/A | Sector is blank | Sector is blank
441 | [37 empty] | Row Not Used | #N/A |  | #N/A | Okay | 0 |  | None | 0 | None | 0 | None | 0 | None | 0 | #N/A | #N/A | Sector is blank | Sector is blank
442 | [37 empty] | Row Not Used | #N/A |  | #N/A | Okay | 0 |  | None | 0 | None | 0 | None | 0 | None | 0 | #N/A | #N/A | Sector is blank | Sector is blank
443 | [37 empty] | Row Not Used | #N/A |  | #N/A | Okay | 0 |  | None | 0 | None | 0 | None | 0 | None | 0 | #N/A | #N/A | Sector is blank | Sector is blank
444 | [37 empty] | Row Not Used | #N/A |  | #N/A | Okay | 0 |  | None | 0 | None | 0 | None | 0 | None | 0 | #N/A | #N/A | Sector is blank | Sector is blank
445 | [37 empty] | Row Not Used | #N/A |  | #N/A | Okay | 0 |  | None | 0 | None | 0 | None | 0 | None | 0 | #N/A | #N/A | Sector is blank | Sector is blank
446 | [37 empty] | Row Not Used | #N/A |  | #N/A | Okay | 0 |  | None | 0 | None | 0 | None | 0 | None | 0 | #N/A | #N/A | Sector is blank | Sector is blank
447 | [37 empty] | Row Not Used | #N/A |  | #N/A | Okay | 0 |  | None | 0 | None | 0 | None | 0 | None | 0 | #N/A | #N/A | Sector is blank | Sector is blank
448 | [37 empty] | Row Not Used | #N/A |  | #N/A | Okay | 0 |  | None | 0 | None | 0 | None | 0 | None | 0 | #N/A | #N/A | Sector is blank | Sector is blank
449 | [37 empty] | Row Not Used | #N/A |  | #N/A | Okay | 0 |  | None | 0 | None | 0 | None | 0 | None | 0 | #N/A | #N/A | Sector is blank | Sector is blank
450 | [37 empty] | Row Not Used | #N/A |  | #N/A | Okay | 0 |  | None | 0 | None | 0 | None | 0 | None | 0 | #N/A | #N/A | Sector is blank | Sector is blank
451 | [37 empty] | Row Not Used | #N/A |  | #N/A | Okay | 0 |  | None | 0 | None | 0 | None | 0 | None | 0 | #N/A | #N/A | Sector is blank | Sector is blank
452 | [37 empty] | Row Not Used | #N/A |  | #N/A | Okay | 0 |  | None | 0 | None | 0 | None | 0 | None | 0 | #N/A | #N/A | Sector is blank | Sector is blank
453 | [37 empty] | Row Not Used | #N/A |  | #N/A | Okay | 0 |  | None | 0 | None | 0 | None | 0 | None | 0 | #N/A | #N/A | Sector is blank | Sector is blank
454 | [37 empty] | Row Not Used | #N/A |  | #N/A | Okay | 0 |  | None | 0 | None | 0 | None | 0 | None | 0 | #N/A | #N/A | Sector is blank | Sector is blank
455 | [37 empty] | Row Not Used | #N/A |  | #N/A | Okay | 0 |  | None | 0 | None | 0 | None | 0 | None | 0 | #N/A | #N/A | Sector is blank | Sector is blank
456 | [37 empty] | Row Not Used | #N/A |  | #N/A | Okay | 0 |  | None | 0 | None | 0 | None | 0 | None | 0 | #N/A | #N/A | Sector is blank | Sector is blank
457 | [37 empty] | Row Not Used | #N/A |  | #N/A | Okay | 0 |  | None | 0 | None | 0 | None | 0 | None | 0 | #N/A | #N/A | Sector is blank | Sector is blank
458 | [37 empty] | Row Not Used | #N/A |  | #N/A | Okay | 0 |  | None | 0 | None | 0 | None | 0 | None | 0 | #N/A | #N/A | Sector is blank | Sector is blank
459 | [37 empty] | Row Not Used | #N/A |  | #N/A | Okay | 0 |  | None | 0 | None | 0 | None | 0 | None | 0 | #N/A | #N/A | Sector is blank | Sector is blank
460 | [37 empty] | Row Not Used | #N/A |  | #N/A | Okay | 0 |  | None | 0 | None | 0 | None | 0 | None | 0 | #N/A | #N/A | Sector is blank | Sector is blank
461 | [37 empty] | Row Not Used | #N/A |  | #N/A | Okay | 0 |  | None | 0 | None | 0 | None | 0 | None | 0 | #N/A | #N/A | Sector is blank | Sector is blank
462 | [37 empty] | Row Not Used | #N/A |  | #N/A | Okay | 0 |  | None | 0 | None | 0 | None | 0 | None | 0 | #N/A | #N/A | Sector is blank | Sector is blank
463 | [37 empty] | Row Not Used | #N/A |  | #N/A | Okay | 0 |  | None | 0 | None | 0 | None | 0 | None | 0 | #N/A | #N/A | Sector is blank | Sector is blank
464 | [37 empty] | Row Not Used | #N/A |  | #N/A | Okay | 0 |  | None | 0 | None | 0 | None | 0 | None | 0 | #N/A | #N/A | Sector is blank | Sector is blank
465 | [37 empty] | Row Not Used | #N/A |  | #N/A | Okay | 0 |  | None | 0 | None | 0 | None | 0 | None | 0 | #N/A | #N/A | Sector is blank | Sector is blank
466 | [37 empty] | Row Not Used | #N/A |  | #N/A | Okay | 0 |  | None | 0 | None | 0 | None | 0 | None | 0 | #N/A | #N/A | Sector is blank | Sector is blank
467 | [37 empty] | Row Not Used | #N/A |  | #N/A | Okay | 0 |  | None | 0 | None | 0 | None | 0 | None | 0 | #N/A | #N/A | Sector is blank | Sector is blank
468 | [37 empty] | Row Not Used | #N/A |  | #N/A | Okay | 0 |  | None | 0 | None | 0 | None | 0 | None | 0 | #N/A | #N/A | Sector is blank | Sector is blank
469 | [37 empty] | Row Not Used | #N/A |  | #N/A | Okay | 0 |  | None | 0 | None | 0 | None | 0 | None | 0 | #N/A | #N/A | Sector is blank | Sector is blank
470 | [37 empty] | Row Not Used | #N/A |  | #N/A | Okay | 0 |  | None | 0 | None | 0 | None | 0 | None | 0 | #N/A | #N/A | Sector is blank | Sector is blank
471 | [37 empty] | Row Not Used | #N/A |  | #N/A | Okay | 0 |  | None | 0 | None | 0 | None | 0 | None | 0 | #N/A | #N/A | Sector is blank | Sector is blank
472 | [37 empty] | Row Not Used | #N/A |  | #N/A | Okay | 0 |  | None | 0 | None | 0 | None | 0 | None | 0 | #N/A | #N/A | Sector is blank | Sector is blank
473 | [37 empty] | Row Not Used | #N/A |  | #N/A | Okay | 0 |  | None | 0 | None | 0 | None | 0 | None | 0 | #N/A | #N/A | Sector is blank | Sector is blank
474 | [37 empty] | Row Not Used | #N/A |  | #N/A | Okay | 0 |  | None | 0 | None | 0 | None | 0 | None | 0 | #N/A | #N/A | Sector is blank | Sector is blank
475 | [37 empty] | Row Not Used | #N/A |  | #N/A | Okay | 0 |  | None | 0 | None | 0 | None | 0 | None | 0 | #N/A | #N/A | Sector is blank | Sector is blank
476 | [37 empty] | Row Not Used | #N/A |  | #N/A | Okay | 0 |  | None | 0 | None | 0 | None | 0 | None | 0 | #N/A | #N/A | Sector is blank | Sector is blank
477 | [37 empty] | Row Not Used | #N/A |  | #N/A | Okay | 0 |  | None | 0 | None | 0 | None | 0 | None | 0 | #N/A | #N/A | Sector is blank | Sector is blank
478 | [37 empty] | Row Not Used | #N/A |  | #N/A | Okay | 0 |  | None | 0 | None | 0 | None | 0 | None | 0 | #N/A | #N/A | Sector is blank | Sector is blank
479 | [37 empty] | Row Not Used | #N/A |  | #N/A | Okay | 0 |  | None | 0 | None | 0 | None | 0 | None | 0 | #N/A | #N/A | Sector is blank | Sector is blank
480 | [37 empty] | Row Not Used | #N/A |  | #N/A | Okay | 0 |  | None | 0 | None | 0 | None | 0 | None | 0 | #N/A | #N/A | Sector is blank | Sector is blank
481 | [37 empty] | Row Not Used | #N/A |  | #N/A | Okay | 0 |  | None | 0 | None | 0 | None | 0 | None | 0 | #N/A | #N/A | Sector is blank | Sector is blank
482 | [37 empty] | Row Not Used | #N/A |  | #N/A | Okay | 0 |  | None | 0 | None | 0 | None | 0 | None | 0 | #N/A | #N/A | Sector is blank | Sector is blank
483 | [37 empty] | Row Not Used | #N/A |  | #N/A | Okay | 0 |  | None | 0 | None | 0 | None | 0 | None | 0 | #N/A | #N/A | Sector is blank | Sector is blank
484 | [37 empty] | Row Not Used | #N/A |  | #N/A | Okay | 0 |  | None | 0 | None | 0 | None | 0 | None | 0 | #N/A | #N/A | Sector is blank | Sector is blank
485 | [37 empty] | Row Not Used | #N/A |  | #N/A | Okay | 0 |  | None | 0 | None | 0 | None | 0 | None | 0 | #N/A | #N/A | Sector is blank | Sector is blank
486 | [37 empty] | Row Not Used | #N/A |  | #N/A | Okay | 0 |  | None | 0 | None | 0 | None | 0 | None | 0 | #N/A | #N/A | Sector is blank | Sector is blank
487 | [37 empty] | Row Not Used | #N/A |  | #N/A | Okay | 0 |  | None | 0 | None | 0 | None | 0 | None | 0 | #N/A | #N/A | Sector is blank | Sector is blank
488 | [37 empty] | Row Not Used | #N/A |  | #N/A | Okay | 0 |  | None | 0 | None | 0 | None | 0 | None | 0 | #N/A | #N/A | Sector is blank | Sector is blank
489 | [37 empty] | Row Not Used | #N/A |  | #N/A | Okay | 0 |  | None | 0 | None | 0 | None | 0 | None | 0 | #N/A | #N/A | Sector is blank | Sector is blank
490 | [37 empty] | Row Not Used | #N/A |  | #N/A | Okay | 0 |  | None | 0 | None | 0 | None | 0 | None | 0 | #N/A | #N/A | Sector is blank | Sector is blank
491 | [37 empty] | Row Not Used | #N/A |  | #N/A | Okay | 0 |  | None | 0 | None | 0 | None | 0 | None | 0 | #N/A | #N/A | Sector is blank | Sector is blank
492 | [37 empty] | Row Not Used | #N/A |  | #N/A | Okay | 0 |  | None | 0 | None | 0 | None | 0 | None | 0 | #N/A | #N/A | Sector is blank | Sector is blank
493 | [37 empty] | Row Not Used | #N/A |  | #N/A | Okay | 0 |  | None | 0 | None | 0 | None | 0 | None | 0 | #N/A | #N/A | Sector is blank | Sector is blank
494 | [37 empty] | Row Not Used | #N/A |  | #N/A | Okay | 0 |  | None | 0 | None | 0 | None | 0 | None | 0 | #N/A | #N/A | Sector is blank | Sector is blank
495 | [37 empty] | Row Not Used | #N/A |  | #N/A | Okay | 0 |  | None | 0 | None | 0 | None | 0 | None | 0 | #N/A | #N/A | Sector is blank | Sector is blank
496 | [37 empty] | Row Not Used | #N/A |  | #N/A | Okay | 0 |  | None | 0 | None | 0 | None | 0 | None | 0 | #N/A | #N/A | Sector is blank | Sector is blank
497 | [37 empty] | Row Not Used | #N/A |  | #N/A | Okay | 0 |  | None | 0 | None | 0 | None | 0 | None | 0 | #N/A | #N/A | Sector is blank | Sector is blank
498 | [37 empty] | Row Not Used | #N/A |  | #N/A | Okay | 0 |  | None | 0 | None | 0 | None | 0 | None | 0 | #N/A | #N/A | Sector is blank | Sector is blank
499 | [37 empty] | Row Not Used | #N/A |  | #N/A | Okay | 0 |  | None | 0 | None | 0 | None | 0 | None | 0 | #N/A | #N/A | Sector is blank | Sector is blank
500 | [37 empty] | Row Not Used | #N/A |  | #N/A | Okay | 0 |  | None | 0 | None | 0 | None | 0 | None | 0 | #N/A | #N/A | Sector is blank | Sector is blank
Note on B5: [Threaded comment] Your version of Excel allows you to read this threaded comment; however, any edits to it will get removed if the file is opened in a newer version of Excel. Learn more: https://go.microsoft.com/fwlink/?linkid=870924 Comment: The space drop down list comes from the "Spaces" tab.
Note on G5: [Threaded comment] Your version of Excel allows you to read this threaded comment; however, any edits to it will get removed if the file is opened in a newer version of Excel. Learn more: https://go.microsoft.com/fwlink/?linkid=870924 Comment: If the cell turned pink, it means the wattage is invalid. Please select a wattage from the dropdown list or, for LED fixtures, type in the wattage per unit.
Note on M5: [Threaded comment] Your version of Excel allows you to read this threaded comment; however, any edits to it will get removed if the file is opened in a newer version of Excel. Learn more: https://go.microsoft.com/fwlink/?linkid=870924 Comment: Tubes and modules are examples of units.
Note on S5: [Threaded comment] Your version of Excel allows you to read this threaded comment; however, any edits to it will get removed if the file is opened in a newer version of Excel. Learn more: https://go.microsoft.com/fwlink/?linkid=870924 Comment: If the cell turned pink, it means the controls quantity is more than the fixture quantity, which is not permitted. Please correct the fixture or controls quantity to resolve the issue.
Note on AK5: [Threaded comment] Your version of Excel allows you to read this threaded comment; however, any edits to it will get removed if the file is opened in a newer version of Excel. Learn more: https://go.microsoft.com/fwlink/?linkid=870924 Comment: This is the key between the "Spaces" and "Measures" tabs that Snowflake will use to join the data from the two tabs.
Note on AL5: [Threaded comment] Your version of Excel allows you to read this threaded comment; however, any edits to it will get removed if the file is opened in a newer version of Excel. Learn more: https://go.microsoft.com/fwlink/?linkid=870924 Comment: This column is hidden because, per the lighting team, customers do not need to see it. This column is used in the kWh consumption formulas.
Note on AM5: [Threaded comment] Your version of Excel allows you to read this threaded comment; however, any edits to it will get removed if the file is opened in a newer version of Excel. Learn more: https://go.microsoft.com/fwlink/?linkid=870924 Comment: 1) Used in the customer-facing formulas to control when a cell should return empty string ("") and when it should run a formula. 2) Also used in some helper formulas to return zero or empty string for formulas that return an error.
Note on AN5: [Threaded comment] Your version of Excel allows you to read this threaded comment; however, any edits to it will get removed if the file is opened in a newer version of Excel. Learn more: https://go.microsoft.com/fwlink/?linkid=870924 Comment: This holds the INDEX MATCH lookup formula for the ballast factor. I keep it in its own column because 1) it makes it easier to see if the lookup failed and 2) INDEX MATCH formulas are so long that I don't like to clutter them with other clauses, which make the formula more difficult to parse.
Note on AO5: [Threaded comment] Your version of Excel allows you to read this threaded comment; however, any edits to it will get removed if the file is opened in a newer version of Excel. Learn more: https://go.microsoft.com/fwlink/?linkid=870924 Comment: This is the column that's used in formulas. The formula replaces the lookup's "N/A" with empty string ("").
Note on AP5: [Threaded comment] Your version of Excel allows you to read this threaded comment; however, any edits to it will get removed if the file is opened in a newer version of Excel. Learn more: https://go.microsoft.com/fwlink/?linkid=870924 Comment: 1) Returns the name of the Named Range for the data validation that the "Wattage per Lamp" column uses to produce its dropdown lists.
Note on AQ5: [Threaded comment] Your version of Excel allows you to read this threaded comment; however, any edits to it will get removed if the file is opened in a newer version of Excel. Learn more: https://go.microsoft.com/fwlink/?linkid=870924 Comment: 1) Used in the "Wattage per Lamp" column's conditional formatting. The only value in this column that the conditional formatting cares about is "invalid". (The number that the XMATCH formula returns is the wattage column number in the "Ballast Factor" table.) 2) We need the conditional formatting because the "Wattage per Lamp" column's data validation has its error messages turned off--this had to be done to allow users to enter LED wattages. And so we needed some other way to alert users about data entry errors.
Note on AR5: [Threaded comment] Your version of Excel allows you to read this threaded comment; however, any edits to it will get removed if the file is opened in a newer version of Excel. Learn more: https://go.microsoft.com/fwlink/?linkid=870924 Comment: 1) This helper is needed so that when the row is A) decommissioning, the quantity of existing fixtures is returned for the count of fixtures, B) LED Tube, the count of tubes (lamps x quantity) is returned, and C) for all other fixtures, the quantity of proposed fixtures is returned. 2) The helper is need to make the SUMIF formula work on the "Measures Sum Prep" tab. And it's used on the "Fixture Review" tab.
Note on AS5: [Threaded comment] Your version of Excel allows you to read this threaded comment; however, any edits to it will get removed if the file is opened in a newer version of Excel. Learn more: https://go.microsoft.com/fwlink/?linkid=870924 Comment: Used in the "Walkthrough" and "Fixture Review" tabs.
Note on AT5: [Threaded comment] Your version of Excel allows you to read this threaded comment; however, any edits to it will get removed if the file is opened in a newer version of Excel. Learn more: https://go.microsoft.com/fwlink/?linkid=870924 Comment: This formula returns the type of incentive that the proposed fixtures should receive.
Note on AU5: [Threaded comment] Your version of Excel allows you to read this threaded comment; however, any edits to it will get removed if the file is opened in a newer version of Excel. Learn more: https://go.microsoft.com/fwlink/?linkid=870924 Comment: This formula returns the incentive rate that the proposed fixtures should receive.
Note on AV5: [Threaded comment] Your version of Excel allows you to read this threaded comment; however, any edits to it will get removed if the file is opened in a newer version of Excel. Learn more: https://go.microsoft.com/fwlink/?linkid=870924 Comment: This formula returns the incentive rate's unit of measurement that the proposed fixtures should receive.
Note on AW5: [Threaded comment] Your version of Excel allows you to read this threaded comment; however, any edits to it will get removed if the file is opened in a newer version of Excel. Learn more: https://go.microsoft.com/fwlink/?linkid=870924 Comment: This formula 1) returns the incentive amount before zeroing out incentives due to negative kWh savings (which is done on the "Project Summary" tab), 2) rounds the amount to the penny, and 3) for tubes and exit signs, a) makes the incentive amount negative when the kWh savings are negative and b) makes the incentive amount zero when the kWh savings are zero.
Note on AX5: [Threaded comment] Your version of Excel allows you to read this threaded comment; however, any edits to it will get removed if the file is opened in a newer version of Excel. Learn more: https://go.microsoft.com/fwlink/?linkid=870924 Comment: This formula returns the type of incentive that the controls should receive.
Note on AY5: [Threaded comment] Your version of Excel allows you to read this threaded comment; however, any edits to it will get removed if the file is opened in a newer version of Excel. Learn more: https://go.microsoft.com/fwlink/?linkid=870924 Comment: This formula returns the incentive rate that the proposed controls should receive.
Note on AZ5: [Threaded comment] Your version of Excel allows you to read this threaded comment; however, any edits to it will get removed if the file is opened in a newer version of Excel. Learn more: https://go.microsoft.com/fwlink/?linkid=870924 Comment: This formula returns the incentive rate's unit of measurement that the proposed controls should receive.
Note on BA5: [Threaded comment] Your version of Excel allows you to read this threaded comment; however, any edits to it will get removed if the file is opened in a newer version of Excel. Learn more: https://go.microsoft.com/fwlink/?linkid=870924 Comment: This formula says, if it's "Controls Only", use the existing fixture kWh; otherwise use the proposed fixture kWh.
Note on BB5: [Threaded comment] Your version of Excel allows you to read this threaded comment; however, any edits to it will get removed if the file is opened in a newer version of Excel. Learn more: https://go.microsoft.com/fwlink/?linkid=870924 Comment: 1) This holds the INDEX MATCH lookup formula for the BPA ref. no. helper. I keep it in its own column because A) it makes it easier to see if the lookup failed and B) INDEX MATCH formulas are so long that I don't like to clutter them with other clauses, which make the formula more difficult to parse. 2) "N/A" means a match was not found in the ballast factor table.
Note on BC5: [Threaded comment] Your version of Excel allows you to read this threaded comment; however, any edits to it will get removed if the file is opened in a newer version of Excel. Learn more: https://go.microsoft.com/fwlink/?linkid=870924 Comment: 1) This holds the INDEX MATCH lookup formula for the BPA ref. no. helper. I keep it in its own column because A) it makes it easier to see if the lookup failed and B) INDEX MATCH formulas are so long that I don't like to clutter them with other clauses, which make the formula more difficult to parse. 2) "N/A" means a match was not found in the ballast factor table.
Note on BD5: [Threaded comment] Your version of Excel allows you to read this threaded comment; however, any edits to it will get removed if the file is opened in a newer version of Excel. Learn more: https://go.microsoft.com/fwlink/?linkid=870924 Comment: 1) The formula determines which category of ref. no. (commercial or industrial) to return for fixtures. 2) This is not a helper column, but it's hidden because users don't need to see it. 3) These data exist so that they can be loaded to Snowflake.
Note on BE5: [Threaded comment] Your version of Excel allows you to read this threaded comment; however, any edits to it will get removed if the file is opened in a newer version of Excel. Learn more: https://go.microsoft.com/fwlink/?linkid=870924 Comment: 1) This formula determines which category of ref. no. (commercial or industrial) to return for controls. 2) This is not a helper column, but it's hidden because users don't need to see it. 3) These data exist so that they can be loaded to Snowflake.
Note on BF5: [Threaded comment] Your version of Excel allows you to read this threaded comment; however, any edits to it will get removed if the file is opened in a newer version of Excel. Learn more: https://go.microsoft.com/fwlink/?linkid=870924 Comment: This formula checks that all existing fixture cells for a given row are populated. It compares the count of populated cells against the count of column headers.
Note on BG5: [Threaded comment] Your version of Excel allows you to read this threaded comment; however, any edits to it will get removed if the file is opened in a newer version of Excel. Learn more: https://go.microsoft.com/fwlink/?linkid=870924 Comment: This formula checks that all proposed fixture cells for a given row are populated. It compares the count of populated cells against the count of column headers.
Note on BH5: [Threaded comment] Your version of Excel allows you to read this threaded comment; however, any edits to it will get removed if the file is opened in a newer version of Excel. Learn more: https://go.microsoft.com/fwlink/?linkid=870924 Comment: This formula checks that all controls cells for a given row are populated. It compares the count of populated cells against the count of column headers. Reminder: we subtract 1 from the count of column headers when the control type is 'Occupancy Sensor' or 'Networked Controls' because these do not require the "% Wattage Reduced" column.
Note on AB6: [Threaded comment] Your version of Excel allows you to read this threaded comment; however, any edits to it will get removed if the file is opened in a newer version of Excel. Learn more: https://go.microsoft.com/fwlink/?linkid=870924 Comment: Please see the "Project Summary" tab for the grand total estimated project incentive.
Note on AE6: [Threaded comment] Your version of Excel allows you to read this threaded comment; however, any edits to it will get removed if the file is opened in a newer version of Excel. Learn more: https://go.microsoft.com/fwlink/?linkid=870924 Comment: Please see the "Project Summary" tab for the grand total estimated project incentive.
Note on BF6: [Threaded comment] Your version of Excel allows you to read this threaded comment; however, any edits to it will get removed if the file is opened in a newer version of Excel. Learn more: https://go.microsoft.com/fwlink/?linkid=870924 Comment: This is the count of column headers for existing fixtures.
Note on BG6: [Threaded comment] Your version of Excel allows you to read this threaded comment; however, any edits to it will get removed if the file is opened in a newer version of Excel. Learn more: https://go.microsoft.com/fwlink/?linkid=870924 Comment: This is the count of column headers for proposed fixtures.
Note on BH6: [Threaded comment] Your version of Excel allows you to read this threaded comment; however, any edits to it will get removed if the file is opened in a newer version of Excel. Learn more: https://go.microsoft.com/fwlink/?linkid=870924 Comment: This is the count of column headers for controls.
Note on A7: [Threaded comment] Your version of Excel allows you to read this threaded comment; however, any edits to it will get removed if the file is opened in a newer version of Excel. Learn more: https://go.microsoft.com/fwlink/?linkid=870924 Comment: Admin note to self: This row contains unique column headers for use in Snowflake. It is a behind-the-scenes row. Do not display to users.

## Project Summary
Project Summary |  |  | Project Number:
Project Name:
Site:
Customer Contact |  | Trade Ally Contact
Incentive and Project Cost |  | Return on Investment
Estimated Incentive* | 0 | Estimated Yearly Energy Cost Savings (kWh site savings x average energy cost) | 0
Estimated Project Cost | 0 | Estimated Yearly O&M Savings (project cost x O&M percent) | 0
Customer Out-of-Pocket Cost (project cost - incentive) | 0 | Estimated Simple Payback in Years (out-of-pocket cost / (yr. energy cost saved + O&M saved)) | 0
Estimated Incentive as Percentage of Project Cost (incentive / project cost) | 0% | Simple Return on Investment (ROI) (1/simple payback) | 0%
kWh Savings |  | Cost of Deferring Energy Efficiency Improvements (energy + O&M)
Estimated kWh Site Savings | 0 | Time | Costs
kWh Savings Percentage (kWh site savings / existing kWh consumption) | 0% | 6 Months | 0
|  | 1 Year | 0
|  | 3 Years | 0
This project is pending TPU approval. All figures should be considered estimates. |  | 5 Years | 0
Supporting Values (used in calculations above) |  | Tacoma Power Contact
Avg. Energy Cost ($/kWh) for Rate Class:
Annual O&M Savings Percentage of Project Cost | 3%
Details of the Estimated Incentive (used in calculations above) |  | kWh Savings by Type (used in formulas at left)
Exit Sign Fix. Incentive Adj. for Negative kWh Savings | 0 | Exit Sign | 0
Tube Fix. Incentive Adj. for Negative kWh Savings | 0 | Tube | 0
All Other Fix. Incentive Adj. for Negative kWh Sav. | 0 | All Other Fixture Types, including Decommissioning | 0
Fixture Incentive Adjusted | 0 | Total Fixture kWh Savings | 0
Controls Incentive | 0 | Total Control kWh Savings | 0
Uncapped Incentive (Adj. Fixture + Controls) | 0 | Total Estimated kWh Savings | 0
Max. Possible Incentive based on % of Project Cost | 0
Percentage of Project Cost Cap
Incentive Rate Per kWh Saved

## Measures Summary
Measures Summary | [5 empty] | Project Number:
Project Name:
Site:
All incentive amounts shown are unadjusted for TPU program parameters; see the "Project Summary" tab for estimated project incentive.
Row | Class | Category | kWh Site Savings | Quantity | Uncapped Incentive | Count of Rows on "Measures" Tab that Have This Measure | BPA Ref. No. (Tacoma Power Use Only)
Grand Total |  |  | 0 | 0
MEASURE_SUMMARY_INDEX | MEASURE_SUMMARY_CLASS | MEASURE_SUMMARY_CATEGORY | MEASURE_SUMMARY_KWH_SITE_SAVINGS | MEASURE_SUMMARY_QUANTITY | MEASURE_SUMMARY_UNCAPPED_INCENTIVE | MEASURE_SUMMARY_COUNT_OF_ROWS_ON_MEASURES_PAGE_THAT_HAVE_THIS_MEASURE | MEASURE_SUMMARY_BPA_REFERENCE_NUMBER
1
2
3
4
5
6
7
8
9
10
11
12
13
14
15
16
17
18
Note on E8: [Threaded comment] Your version of Excel allows you to read this threaded comment; however, any edits to it will get removed if the file is opened in a newer version of Excel. Learn more: https://go.microsoft.com/fwlink/?linkid=870924 Comment: For LED tubes, the quantity is calculated as number of tubes per fixture x quantity of fixtures.
Note on F9: [Threaded comment] Your version of Excel allows you to read this threaded comment; however, any edits to it will get removed if the file is opened in a newer version of Excel. Learn more: https://go.microsoft.com/fwlink/?linkid=870924 Comment: Please see the "Project Summary" tab for the grand total estimated project incentive.
Note on A10: [Threaded comment] Your version of Excel allows you to read this threaded comment; however, any edits to it will get removed if the file is opened in a newer version of Excel. Learn more: https://go.microsoft.com/fwlink/?linkid=870924 Comment: Admin note to self: This row contains unique column headers for use in Snowflake. It is a behind-the-scenes row. Do not display to users.

## Walkthrough
Walkthrough |  |  |  |  | Customer: |  |  |  |  | Trade Ally:
Project Name:
Site:
Space |  | Existing Fixture |  |  |  | Proposed Fixture |  |  |  |  | Controls |  | Space | Install. | Helper
Row | Space & Comments | Existing Fixture (Class - Category - Subcategory) | Watts / Lamp | Lamps / Fix. | Qty. of Fix. | Proposed Fixture (Category - Subcategory) | Watts / Unit | Units / Fix. | Qty. of Fix. | Manufacturer & Model Number | Control Type | Qty. | Annual Hours | Measure Type | Is Space Populated Helper
1 | [14 empty] | No
2 | [14 empty] | No
3 | [14 empty] | No
4 | [14 empty] | No
5 | [14 empty] | No
6 | [14 empty] | No
7 | [14 empty] | No
8 | [14 empty] | No
9 | [14 empty] | No
10 | [14 empty] | No
11 | [14 empty] | No
12 | [14 empty] | No
13 | [14 empty] | No
14 | [14 empty] | No
15 | [14 empty] | No
16 | [14 empty] | No
17 | [14 empty] | No
18 | [14 empty] | No
19 | [14 empty] | No
20 | [14 empty] | No
21 | [14 empty] | No
22 | [14 empty] | No
23 | [14 empty] | No
24 | [14 empty] | No
25 | [14 empty] | No
26 | [14 empty] | No
27 | [14 empty] | No
28 | [14 empty] | No
29 | [14 empty] | No
30 | [14 empty] | No
31 | [14 empty] | No
32 | [14 empty] | No
33 | [14 empty] | No
34 | [14 empty] | No
35 | [14 empty] | No
36 | [14 empty] | No
37 | [14 empty] | No
38 | [14 empty] | No
39 | [14 empty] | No
40 | [14 empty] | No
41 | [14 empty] | No
42 | [14 empty] | No
43 | [14 empty] | No
44 | [14 empty] | No
45 | [14 empty] | No
46 | [14 empty] | No
47 | [14 empty] | No
48 | [14 empty] | No
49 | [14 empty] | No
50 | [14 empty] | No
51 | [14 empty] | No
52 | [14 empty] | No
53 | [14 empty] | No
54 | [14 empty] | No
55 | [14 empty] | No
56 | [14 empty] | No
57 | [14 empty] | No
58 | [14 empty] | No
59 | [14 empty] | No
60 | [14 empty] | No
61 | [14 empty] | No
62 | [14 empty] | No
63 | [14 empty] | No
64 | [14 empty] | No
65 | [14 empty] | No
66 | [14 empty] | No
67 | [14 empty] | No
68 | [14 empty] | No
69 | [14 empty] | No
70 | [14 empty] | No
71 | [14 empty] | No
72 | [14 empty] | No
73 | [14 empty] | No
74 | [14 empty] | No
75 | [14 empty] | No
76 | [14 empty] | No
77 | [14 empty] | No
78 | [14 empty] | No
79 | [14 empty] | No
80 | [14 empty] | No
81 | [14 empty] | No
82 | [14 empty] | No
83 | [14 empty] | No
84 | [14 empty] | No
85 | [14 empty] | No
86 | [14 empty] | No
87 | [14 empty] | No
88 | [14 empty] | No
89 | [14 empty] | No
90 | [14 empty] | No
91 | [14 empty] | No
92 | [14 empty] | No
93 | [14 empty] | No
94 | [14 empty] | No
95 | [14 empty] | No
96 | [14 empty] | No
97 | [14 empty] | No
98 | [14 empty] | No
99 | [14 empty] | No
100 | [14 empty] | No
101 | [14 empty] | No
102 | [14 empty] | No
103 | [14 empty] | No
104 | [14 empty] | No
105 | [14 empty] | No
106 | [14 empty] | No
107 | [14 empty] | No
108 | [14 empty] | No
109 | [14 empty] | No
110 | [14 empty] | No
111 | [14 empty] | No
112 | [14 empty] | No
113 | [14 empty] | No
114 | [14 empty] | No
115 | [14 empty] | No
116 | [14 empty] | No
117 | [14 empty] | No
118 | [14 empty] | No
119 | [14 empty] | No
120 | [14 empty] | No
121 | [14 empty] | No
122 | [14 empty] | No
123 | [14 empty] | No
124 | [14 empty] | No
125 | [14 empty] | No
126 | [14 empty] | No
127 | [14 empty] | No
128 | [14 empty] | No
129 | [14 empty] | No
130 | [14 empty] | No
131 | [14 empty] | No
132 | [14 empty] | No
133 | [14 empty] | No
134 | [14 empty] | No
135 | [14 empty] | No
136 | [14 empty] | No
137 | [14 empty] | No
138 | [14 empty] | No
139 | [14 empty] | No
140 | [14 empty] | No
141 | [14 empty] | No
142 | [14 empty] | No
143 | [14 empty] | No
144 | [14 empty] | No
145 | [14 empty] | No
146 | [14 empty] | No
147 | [14 empty] | No
148 | [14 empty] | No
149 | [14 empty] | No
150 | [14 empty] | No
151 | [14 empty] | No
152 | [14 empty] | No
153 | [14 empty] | No
154 | [14 empty] | No
155 | [14 empty] | No
156 | [14 empty] | No
157 | [14 empty] | No
158 | [14 empty] | No
159 | [14 empty] | No
160 | [14 empty] | No
161 | [14 empty] | No
162 | [14 empty] | No
163 | [14 empty] | No
164 | [14 empty] | No
165 | [14 empty] | No
166 | [14 empty] | No
167 | [14 empty] | No
168 | [14 empty] | No
169 | [14 empty] | No
170 | [14 empty] | No
171 | [14 empty] | No
172 | [14 empty] | No
173 | [14 empty] | No
174 | [14 empty] | No
175 | [14 empty] | No
176 | [14 empty] | No
177 | [14 empty] | No
178 | [14 empty] | No
179 | [14 empty] | No
180 | [14 empty] | No
181 | [14 empty] | No
182 | [14 empty] | No
183 | [14 empty] | No
184 | [14 empty] | No
185 | [14 empty] | No
186 | [14 empty] | No
187 | [14 empty] | No
188 | [14 empty] | No
189 | [14 empty] | No
190 | [14 empty] | No
191 | [14 empty] | No
192 | [14 empty] | No
193 | [14 empty] | No
194 | [14 empty] | No
195 | [14 empty] | No
196 | [14 empty] | No
197 | [14 empty] | No
198 | [14 empty] | No
199 | [14 empty] | No
200 | [14 empty] | No
201 | [14 empty] | No
202 | [14 empty] | No
203 | [14 empty] | No
204 | [14 empty] | No
205 | [14 empty] | No
206 | [14 empty] | No
207 | [14 empty] | No
208 | [14 empty] | No
209 | [14 empty] | No
210 | [14 empty] | No
211 | [14 empty] | No
212 | [14 empty] | No
213 | [14 empty] | No
214 | [14 empty] | No
215 | [14 empty] | No
216 | [14 empty] | No
217 | [14 empty] | No
218 | [14 empty] | No
219 | [14 empty] | No
220 | [14 empty] | No
221 | [14 empty] | No
222 | [14 empty] | No
223 | [14 empty] | No
224 | [14 empty] | No
225 | [14 empty] | No
226 | [14 empty] | No
227 | [14 empty] | No
228 | [14 empty] | No
229 | [14 empty] | No
230 | [14 empty] | No
231 | [14 empty] | No
232 | [14 empty] | No
233 | [14 empty] | No
234 | [14 empty] | No
235 | [14 empty] | No
236 | [14 empty] | No
237 | [14 empty] | No
238 | [14 empty] | No
239 | [14 empty] | No
240 | [14 empty] | No
241 | [14 empty] | No
242 | [14 empty] | No
243 | [14 empty] | No
244 | [14 empty] | No
245 | [14 empty] | No
246 | [14 empty] | No
247 | [14 empty] | No
248 | [14 empty] | No
249 | [14 empty] | No
250 | [14 empty] | No
251 | [14 empty] | No
252 | [14 empty] | No
253 | [14 empty] | No
254 | [14 empty] | No
255 | [14 empty] | No
256 | [14 empty] | No
257 | [14 empty] | No
258 | [14 empty] | No
259 | [14 empty] | No
260 | [14 empty] | No
261 | [14 empty] | No
262 | [14 empty] | No
263 | [14 empty] | No
264 | [14 empty] | No
265 | [14 empty] | No
266 | [14 empty] | No
267 | [14 empty] | No
268 | [14 empty] | No
269 | [14 empty] | No
270 | [14 empty] | No
271 | [14 empty] | No
272 | [14 empty] | No
273 | [14 empty] | No
274 | [14 empty] | No
275 | [14 empty] | No
276 | [14 empty] | No
277 | [14 empty] | No
278 | [14 empty] | No
279 | [14 empty] | No
280 | [14 empty] | No
281 | [14 empty] | No
282 | [14 empty] | No
283 | [14 empty] | No
284 | [14 empty] | No
285 | [14 empty] | No
286 | [14 empty] | No
287 | [14 empty] | No
288 | [14 empty] | No
289 | [14 empty] | No
290 | [14 empty] | No
291 | [14 empty] | No
292 | [14 empty] | No
293 | [14 empty] | No
294 | [14 empty] | No
295 | [14 empty] | No
296 | [14 empty] | No
297 | [14 empty] | No
298 | [14 empty] | No
299 | [14 empty] | No
300 | [14 empty] | No
301 | [14 empty] | No
302 | [14 empty] | No
303 | [14 empty] | No
304 | [14 empty] | No
305 | [14 empty] | No
306 | [14 empty] | No
307 | [14 empty] | No
308 | [14 empty] | No
309 | [14 empty] | No
310 | [14 empty] | No
311 | [14 empty] | No
312 | [14 empty] | No
313 | [14 empty] | No
314 | [14 empty] | No
315 | [14 empty] | No
316 | [14 empty] | No
317 | [14 empty] | No
318 | [14 empty] | No
319 | [14 empty] | No
320 | [14 empty] | No
321 | [14 empty] | No
322 | [14 empty] | No
323 | [14 empty] | No
324 | [14 empty] | No
325 | [14 empty] | No
326 | [14 empty] | No
327 | [14 empty] | No
328 | [14 empty] | No
329 | [14 empty] | No
330 | [14 empty] | No
331 | [14 empty] | No
332 | [14 empty] | No
333 | [14 empty] | No
334 | [14 empty] | No
335 | [14 empty] | No
336 | [14 empty] | No
337 | [14 empty] | No
338 | [14 empty] | No
339 | [14 empty] | No
340 | [14 empty] | No
341 | [14 empty] | No
342 | [14 empty] | No
343 | [14 empty] | No
344 | [14 empty] | No
345 | [14 empty] | No
346 | [14 empty] | No
347 | [14 empty] | No
348 | [14 empty] | No
349 | [14 empty] | No
350 | [14 empty] | No
351 | [14 empty] | No
352 | [14 empty] | No
353 | [14 empty] | No
354 | [14 empty] | No
355 | [14 empty] | No
356 | [14 empty] | No
357 | [14 empty] | No
358 | [14 empty] | No
359 | [14 empty] | No
360 | [14 empty] | No
361 | [14 empty] | No
362 | [14 empty] | No
363 | [14 empty] | No
364 | [14 empty] | No
365 | [14 empty] | No
366 | [14 empty] | No
367 | [14 empty] | No
368 | [14 empty] | No
369 | [14 empty] | No
370 | [14 empty] | No
371 | [14 empty] | No
372 | [14 empty] | No
373 | [14 empty] | No
374 | [14 empty] | No
375 | [14 empty] | No
376 | [14 empty] | No
377 | [14 empty] | No
378 | [14 empty] | No
379 | [14 empty] | No
380 | [14 empty] | No
381 | [14 empty] | No
382 | [14 empty] | No
383 | [14 empty] | No
384 | [14 empty] | No
385 | [14 empty] | No
386 | [14 empty] | No
387 | [14 empty] | No
388 | [14 empty] | No
389 | [14 empty] | No
390 | [14 empty] | No
391 | [14 empty] | No
392 | [14 empty] | No
393 | [14 empty] | No
394 | [14 empty] | No
395 | [14 empty] | No
396 | [14 empty] | No
397 | [14 empty] | No
398 | [14 empty] | No
399 | [14 empty] | No
400 | [14 empty] | No
401 | [14 empty] | No
402 | [14 empty] | No
403 | [14 empty] | No
404 | [14 empty] | No
405 | [14 empty] | No
406 | [14 empty] | No
407 | [14 empty] | No
408 | [14 empty] | No
409 | [14 empty] | No
410 | [14 empty] | No
411 | [14 empty] | No
412 | [14 empty] | No
413 | [14 empty] | No
414 | [14 empty] | No
415 | [14 empty] | No
416 | [14 empty] | No
417 | [14 empty] | No
418 | [14 empty] | No
419 | [14 empty] | No
420 | [14 empty] | No
421 | [14 empty] | No
422 | [14 empty] | No
423 | [14 empty] | No
424 | [14 empty] | No
425 | [14 empty] | No
426 | [14 empty] | No
427 | [14 empty] | No
428 | [14 empty] | No
429 | [14 empty] | No
430 | [14 empty] | No
431 | [14 empty] | No
432 | [14 empty] | No
433 | [14 empty] | No
434 | [14 empty] | No
435 | [14 empty] | No
436 | [14 empty] | No
437 | [14 empty] | No
438 | [14 empty] | No
439 | [14 empty] | No
440 | [14 empty] | No
441 | [14 empty] | No
442 | [14 empty] | No
443 | [14 empty] | No
444 | [14 empty] | No
445 | [14 empty] | No
446 | [14 empty] | No
447 | [14 empty] | No
448 | [14 empty] | No
449 | [14 empty] | No
450 | [14 empty] | No
451 | [14 empty] | No
452 | [14 empty] | No
453 | [14 empty] | No
454 | [14 empty] | No
455 | [14 empty] | No
456 | [14 empty] | No
457 | [14 empty] | No
458 | [14 empty] | No
459 | [14 empty] | No
460 | [14 empty] | No
461 | [14 empty] | No
462 | [14 empty] | No
463 | [14 empty] | No
464 | [14 empty] | No
465 | [14 empty] | No
466 | [14 empty] | No
467 | [14 empty] | No
468 | [14 empty] | No
469 | [14 empty] | No
470 | [14 empty] | No
471 | [14 empty] | No
472 | [14 empty] | No
473 | [14 empty] | No
474 | [14 empty] | No
475 | [14 empty] | No
476 | [14 empty] | No
477 | [14 empty] | No
478 | [14 empty] | No
479 | [14 empty] | No
480 | [14 empty] | No
481 | [14 empty] | No
482 | [14 empty] | No
483 | [14 empty] | No
484 | [14 empty] | No
485 | [14 empty] | No
486 | [14 empty] | No
487 | [14 empty] | No
488 | [14 empty] | No
489 | [14 empty] | No
490 | [14 empty] | No
491 | [14 empty] | No
492 | [14 empty] | No
493 | [14 empty] | No
494 | [14 empty] | No
495 | [14 empty] | No
496 | [14 empty] | No
497 | [14 empty] | No
498 | [14 empty] | No
499 | [14 empty] | No
500 | [14 empty] | No
Note on A1: [Threaded comment] Your version of Excel allows you to read this threaded comment; however, any edits to it will get removed if the file is opened in a newer version of Excel. Learn more: https://go.microsoft.com/fwlink/?linkid=870924 Comment: This tab presents the measures in a condensed layout and is formatted to print. It's intended to be used on walkthrough inspections.
Note on P7: [Threaded comment] Your version of Excel allows you to read this threaded comment; however, any edits to it will get removed if the file is opened in a newer version of Excel. Learn more: https://go.microsoft.com/fwlink/?linkid=870924 Comment: This used in the OFFSET formula for the dynamic print area.

## Fixture Review
Fixtures and Controls Review
Project Name:
Note: For proposed LED tubes, the quantity is calculated as number of tubes per fixture x quantity of fixtures.
Measure | Quantity | Count of Rows on "Measures" Tab that Have This Measure
Control Type
Total >>> | 0 | 0
Occupancy Sensor | 0 | 0
Networked Controls | 0 | 0
Multi-function | 0 | 0
No Controls | 0 | 0
Decommissioning
Decommissioning | 0 | 0
Proposed Fixture Manufacturer and Model Number
Total >>> | 0 | 0
<--Admin note to self: this row is collapsed because--unless a customer fills in all 500 rows on the "Measures" tab--it will always be blank.
<--End of the "Proposed Fixture Manufacturer and Model Number" list.

## DIY Summary
DIY Summary |  | Tacoma Power note to self: Do not protect this sheet. It needs to remain unprotected so that users can refresh the table.
1. Change the below pivot table as desired to help you review the information you entered on the "Measures" tab.
2. Please refresh the table after you make changes to the "Measures" tab.
Note: the "MEASURE_INDEX" field in this pivot table is the same as the "Row" column on the "Measures" tab.
Row Labels | Sum of PROPOSED_FIXTURE_QUANTITY
(blank)
Grand Total

## TPU Data Entry
Tacoma Power Use Only
Project Name:
Site:
Please fill in the blue cells.
Sector | DSMC Project Number | File Name
SECTOR | DSMC_PROJECT NUMBER | FILE_NAME
Tacoma Power Commercial Lighting Workbook.xlsx
For data entry into DSMC
Note: theses cells populate when the above sector and DSMC project number cells are filled in.
Project Cost
Capped Incentive
kWh Site Savings
Note on A7: [Threaded comment] Your version of Excel allows you to read this threaded comment; however, any edits to it will get removed if the file is opened in a newer version of Excel. Learn more: https://go.microsoft.com/fwlink/?linkid=870924 Comment: Selecting the sector returns the BPA ref. nos. for the proposed fixtures and controls on the "Measures" tab's behind-the-scenes columns.
Note on B7: [Threaded comment] Your version of Excel allows you to read this threaded comment; however, any edits to it will get removed if the file is opened in a newer version of Excel. Learn more: https://go.microsoft.com/fwlink/?linkid=870924 Comment: This is needed for Snowflake to identify which lighting data belong with which project.
Note on C7: [Threaded comment] Your version of Excel allows you to read this threaded comment; however, any edits to it will get removed if the file is opened in a newer version of Excel. Learn more: https://go.microsoft.com/fwlink/?linkid=870924 Comment: Admin note: this is for use in Snowflake so that we can know from which workbook we scraped the lighting data.
Note on A8: [Threaded comment] Your version of Excel allows you to read this threaded comment; however, any edits to it will get removed if the file is opened in a newer version of Excel. Learn more: https://go.microsoft.com/fwlink/?linkid=870924 Comment: Admin note to self: This row contains unique column headers for use in Snowflake. It is a behind-the-scenes row. Do not display to users.

## Measures Sum Prep (hidden)
| Measures Summary Prep |  | This is a behind-the-scenes tab; do not display to customers.
This page exists solely for organizing and summing the information on the "Measures" page. The information is then presented on the "Measures Summary" page.
Measures Summary
Counter Helper | Class | Category | kWh Site Savings | Quantity | Uncapped Incentive | BPA Ref. No. | Count of Rows on "Measures" Tab that Have this Measure
| LED | Exit Sign | 0 | 0 | 0 |  | 0
| LED | Exterior | 0 | 0 | 0 |  | 0
| LED | General Indoor / Outdoor | 0 | 0 | 0 |  | 0
| LED | HID Screw-in Replacement | 0 | 0 | 0 |  | 0
| LED | High Bay | 0 | 0 | 0 |  | 0
| LED | Lighting Sold by the Foot | 0 | 0 | 0 |  | 0
| LED | Refrigerated Case | 0 | 0 | 0 |  | 0
| LED | Small Lamp / Fixture | 0 | 0 | 0 |  | 0
| LED | Tube | 0 | 0 | 0 |  | 0
| Signage | LED Tube - Sign | 0 | 0 | 0 |  | 0
| Signage | Linear Strip - Sign | 0 | 0 | 0 |  | 0
| Signage | Other - Sign | 0 | 0 | 0 |  | 0
| Removal | Decommissioning | 0 | 0 | 0 |  | 0
| Controls | Occupancy Sensor | 0 | 0 | 0 |  | 0
| Controls | Networked Controls | 0 | 0 | 0 |  | 0
| Controls | Multi-function | 0 | 0 | 0 |  | 0
| Controls | No Controls | 0 | 0 | 0 |  | 0
0 |  | GRAND TOTAL | 0 | 0 | 0
Admin note to self: see comments in the collapsed columns and rows immediately at left and below about the formulas used in the above table.
| Table Column Header | Admin Notes
| Counter Helper | There are three different formulas in this column. The formula in the first row starts the counters; the formula in the subsequent rows count up from the first row; the formula in the grand total row returns how many measures are on the project.
| Class | All values are hardcoded. Update as needed.
| Category | There are three different formulas and one hardcoded value in this column.
| kWh Savings Site | There are two different formulas in this column: one for fixtures and one for controls.
| Proposed Quantity | There are two different formulas in this column: one for fixtures and one for controls.
| Incentive Uncapped | There are two different formulas in this column: one for fixtures and one for controls.
| BPA Ref No. | 1) There are two different VLOOKUP formulas in this column: one for fixtures and one for controls. 2) They are fragile; if any columns are moved, added, or deleted on the "Measure" tab, the formulas will fail.
| Count of Rows on "Measures" Page that Have this Measure | 1) This column is used by the "Counter Helper" column and on the "Measure Summary" tab. 2) It contains two different formulas.
Note on A5: [Threaded comment] Your version of Excel allows you to read this threaded comment; however, any edits to it will get removed if the file is opened in a newer version of Excel. Learn more: https://go.microsoft.com/fwlink/?linkid=870924 Comment: This is used in the VLOOKUP on the customer-facing "Measure Summary" tab.
Note on E5: [Threaded comment] Your version of Excel allows you to read this threaded comment; however, any edits to it will get removed if the file is opened in a newer version of Excel. Learn more: https://go.microsoft.com/fwlink/?linkid=870924 Comment: For LED tubes, the quantity is calculated as number of tubes per fixture x quantity of fixtures.
Note on H5: [Threaded comment] Your version of Excel allows you to read this threaded comment; however, any edits to it will get removed if the file is opened in a newer version of Excel. Learn more: https://go.microsoft.com/fwlink/?linkid=870924 Comment: Used to identify if the proposed fixture category is used in the "Measures" tab. A value greater than zero means the category is used.
Note on C22: [Threaded comment] Your version of Excel allows you to read this threaded comment; however, any edits to it will get removed if the file is opened in a newer version of Excel. Learn more: https://go.microsoft.com/fwlink/?linkid=870924 Comment: Yes, it's correct that we display "No Controls" on the "Measure Summary" tab. A) It helps check data entry since the customer can see if they accidentally selected ‘no controls’ when they meant to select, for example, ‘networked controls’ . B) I don't want to layer in more display logic to hide one specific row--I want to keep the long-term maintenance as easy as possible.
Note on A23: [Threaded comment] Your version of Excel allows you to read this threaded comment; however, any edits to it will get removed if the file is opened in a newer version of Excel. Learn more: https://go.microsoft.com/fwlink/?linkid=870924 Comment: 1) This is a named cell. 2) It's used on the "Measure Summary" tab to clear "N/A" from the VLOOKUP results on that tab.

## TPU Contacts (hidden)
Trade Ally for Tacoma Power | [12 empty] | This is a behind-the-scenes tab; do not display to customers.
This page exists solely to transpose the values on the customer-facing "Contacts" page so that the data are easier to scrape out of the workbook and upload to Snowflake.
Project Name | Customer Project Contact | [7 empty] | Person Signing Agreement - if other than the Customer Project Contact |  |  | Trade Ally Project Contact | [7 empty] | Tacoma Power Project Contact
PROJECT_NAME | CUSTOMER_COMPANY_NAME | CUSTOMER_ADDRESS | CUSTOMER_CITY | CUSTOMER_STATE | CUSTOMER_ZIP_CODE | CUSTOMER_CONTACT_NAME | CUSTOMER_CONTACT_EMAIL | CUSTOMER_CONTACT_PHONE | SIGNERS_NAME | SIGNERS_EMAIL | SIGNERS_PHONE | TRADE_ALLY_COMPANY_NAME | TRADE_ALLY_ADDRESS | TRADE_ALLY_CITY | TRADE_ALLY_STATE | TRADE_ALLY_ZIP_CODE | TRADE_ALLY_CONTACT_NAME | TRADE_ALLY_CONTACT_EMAIL | TRADE_ALLY_CONTACT_PHONE | POWER_CONTACT_NAME | POWER_CONTACT_EMAIL | POWER_CONTACT_PHONE
0 | 0 | 0 | 0 | 0 | 0 | 0 | 0 | 0 | 0 | 0 | 0 | 0 | 0 | 0 | 0 | 0 | 0 | 0 | 0 | 0

## TPU Site (hidden)
Customer and Site for Tacoma Power |  | This is a behind-the-scenes tab; do not display to customers.
This page exists solely to transpose the values on the customer-facing "Customer and Site" page so that the data are easier to scrape out of the workbook and upload to Snowflake.
Installation Site | [6 empty] | Comments
SITE_NAME | SITE_ADDRESS | SITE_CITY | SITE_STATE | SITE_ZIP_CODE | BUILDING_TYPE | CUSTOMER_RATE_CLASS | ADDITIONAL_PROJECT_INFORMATION
0 | 0 | 0 | 0 | 0 | 0 | 0 | 0

## TPU Proj Summary (hidden)
Project Summary for Tacoma Power |  |  |  | This is a behind-the-scenes tab; do not display to customers.
This page exists solely to transpose the values on the customer-facing "Project Summary" page so that the data are easier to scrape out of the workbook and upload to Snowflake.
Incentive and Project Cost |  |  |  | kWh Savings |  | Return on Investment |  |  |  | Details of estimated incentive |  | Supporting Values
PROJECT_SUMMARY_ESTIMATED_INCENTIVE | PROJECT_SUMMARY_ESTIMATED_PROJECT_COST | PROJECT_SUMMARY_CUSTOMER_OUT-OF-POCKET_COST | PROJECT_SUMMARY_ESTIMATED_INCENTIVE_AS_PERCENTAGE_OF_PROJECT_COST | PROJECT_SUMMARY_ESTIMATED_KWH_SITE_SAVINGS | PROJECT_SUMMARY_KWH_SAVINGS_PERCENTAGE | PROJECT_SUMMARY_ESTIMATED_YEARLY_ENERGY_COST_SAVINGS | PROJECT_SUMMARY_ESTIMATED_YEARLY_OANDM_SAVINGS | PROJECT_SUMMARY_ESTIMATED_SIMPLE_PAYBACK_IN_YEARS | PROJECT_SUMMARY_SIMPLE_RETURN_ON_INVESTMENT_ROI | PROJECT_SUMMARY_UNCAPPED_INCENTIVE | PROJECT_SUMMARY_MAX_POSSIBLE_INCENTIVE_AT_PCT_OF_PROJECT_COST | PROJECT_SUMMARY_PERCENTAGE_OF_PROJECT_COST_CAP | PROJECT_SUMMARY_AVG_ENERGY_COST_FOR_RATE_CLASS | PROJECT_SUMMARY_ANNUAL_OANDM_SAVINGS_PERCENTAGE_OF_PROJECT_COST | INCENTIVE_RATE_PER_KWH_SAVED | EXIT_SIGN_KWH_SAVINGS | TUBE_KWH_SAVINGS | ALL_OTHER_FIXTURE_TYPES_PLUS_DECOMMISSIONING_KWH_SAVINGS | TOTAL_FIXTURE_KWH_SAVINGS | TOTAL_CONTROL_KWH_SAVINGS | EXIT_SIGN_FIXURE_INCENTIVE_ADJUSTED_FOR_NEGATIVE_KWH_SAVINGS | TUBE_FIXURE_INCENTIVE_ADJUSTED_FOR_NEGATIVE_KWH_SAVINGS | ALL_OTHER_FIXURES_PLUS_DECOMMISSIONING_INCENTIVE_ADJUSTED_FOR_NEGATIVE_KWH_SAVINGS | FIXTURE_INCENTIVE_ADJUSTED_FOR_NEGATIVE_KWH_SAVINGS | CONTROLS_INCENTIVE | UNCAPPED_INCENTIVE_ADJUSTED_FIXTURE_PLUS_CONTROLS
0 | 0 | 0 | 0% | 0 | 0% | 0 | 0 | 0 | 0% | 0 | 0 |  |  | 3% |  | 0 | 0 | 0 | 0 | 0 | 0 | 0 | 0 | 0 | 0 | 0

## Incentive Rates
Incentive Rates
This table is used on the "Measures" tab to calculate the uncapped incentive amount for fixtures and controls. It's also used on the "Project Summary" tab for calculating the incentive payout amount.
Utility Rate Class | Incentive Type | Incentive Name | Incentive Rate | Incentive Unit | Percent of Project Cost that Total Project Incentive Cannot Exceed
All | Fixed | LED Tube | 2 | per tube
All | Fixed | LED Exit Sign | 20 | per fixture
Small General (B) | Standard | Standard B | 0.19 | per kWh saved | 100%
General (G) | Standard | Standard G | 0.17 | per kWh saved | 60%
High Voltage (HVG) | Standard | Standard HVG | 0.17 | per kWh saved | 60%
Source: Tacoma Power, Customer Energy Solutions division, April 2026.

## Energy Costs
Average Cost per kWh that a Customer Pays for Energy
Used on the "Project Summary" page as part of determining the estimated energy costs savings.
Rate Class | Energy Rate | Unit | Comments
Small General (B) | 0.044616 | Per kWh Consumed | Energy only (Demand costs are excluded.)
General (G) | 0.058014 | Per kWh Consumed | Energy only (Demand costs are excluded.)
High Voltage (HVG) | 0.045729 | Per kWh Consumed | Energy only (Demand costs are excluded.)
Source: Tacoma Power Electric Rate Schedules - April 1, 2026; "All-Schedules-2026_Clean.pdf"

## Abbreviations
Acronyms and Abbreviations
An explanation of the acronyms and abbreviations used in this application.
Abbreviation | Full Name
Adj | adjusted
BPA | Bonneville Power Administration
CFL | compact fluorescent
Ctrls | controls
DIY | do-it-yourself
EE | electronic
Excl | excluding
Fix | fixture
HID | high intensity discharge
HO | high output
HP | high performance
HPS | high pressure sodium
LED | light emitting diode
LLO | low light output
Mag | magnetic
MH | metal halide
MV | mercury vapor
NLO | normal light output
Prog | program
Sav | savings
TPU | Tacoma Public Utilities
VHO | very high output
VLLO | very low light output
w/ | with
w/o | without

## Changes
How this lighting application differs from the previous application
Current Application Version: July_6_2026. (The previous application was also known as the 'BPA calculator'.)
Incentives
Fixture incentive categories
1. The concept of "deemed" has been replaced by the concept of "fixed" incentives, which applies to exit signs and LED tubes.
2. The concept of "non-standard" has been replaced by the concept of a "standard" incentive, which applies to all fixtures, excluding exit signs and LED tubes. It also applies to all controls.
3. Please see the "Incentive Rates" tab for additional details.
Fixture minimum savings percentage for incentive
If a measure's fixture kWh savings percentage is greater than 0%, an incentive amount will be returned.
Previously, if the fixture's kWh savings percentage was less than 10%, no incentive was given.
Project total incentive amount
The project's total estimated incentive amount will not calculate if the project cost is blank.
Previously, an estimated incentive payout amount would be calculated.
Spaces
Primary space
Each space is entered manually on the "Spaces" tab.
Previously, a "primary" space could be designated and other spaces could reference it.
Measures
Wattage data entry
The wattage for existing LEDs and proposed fixtures is typed in manually, and you may enter fractions of wattage, ex. 20.5.
Previously, there is was a predefined list of LED wattages.
For existing non-LED fixtures, predefined lists, a.k.a. dropdown menus, continue to be available.
Decommissioned fixtures
If existing fixtures are decommissioned, they receive the "standard" incentive rate, which varies based on the customer's Tacoma Power rate class.
This means customers in the "Small General" rate class earn a slightly higher incentive for decommissioned fixtures than previously.
Previously, for decommissioned fixtures, the incentive rate was the same for all rate classes.
Controls % hours reduced
The "% Hours Reduced" for non-networked controls is always 25%.
Previously, 25% was the default and it could be changed if desired.
Networked controls on existing fixtures
Networked controls can be added to existing LED general indoor/outdoor and LED high bay fixtures.
Previously, it was not possible to put networked controls on any existing fixture.
Controls quantity
A quantity must be entered for each control type, including networked controls.
Previously, for networked controls, the application's behind-the-scenes formulas used the proposed fixture quantity as the controls quantity.
LED exit signs
For proposed fixtures, the class is 'LED' and the category is 'Exit Signs'.
For existing fixtures, the class is 'Exit Signs' and category is 'LED'.
Previously, the proposed fixture's class and category were the same as that of the existing fixtures.
The swap was done to make the drop down lists and lookup formulas work in Excel.
Project Summary (formerly called the Customer Proposal)
Estimated yearly energy cost savings
The formula for determining estimated energy cost savings is "kWh site savings x average energy cost per kWh".
Previously, the formula was "kWh savings site x average energy cost per kWh + kW savings x average demand cost per kW". (And previously the formula was called "Estimated Yearly Electricity Cost Savings".)
This means the application shows a more conservative estimate for cost savings than past applications did.
Overall Application
New construction
This application is for retrofit projects only.
Calculations for new construction lighting do not exist in this application.
Previously, the option for new construction calculations existed.
Macros
There are no macros in this version of the application.
You will not encounter macro security warnings or blocks.
You can open this application in a browser, ex. if you saved it on OneDrive or SharePoint.
You can have other Excel files open at the same time as this application.
You can open this application on a Mac.
For TPU Staff Only
Adjustments for federal standards
There are no "Site Savings Adjusted for Federal Standards" in this application because BPA does not currently make such adjustments.
Thus, the site savings that are presented in this calculator are what should be reported to BPA.
Previous applications made reference to federal adjustments; however, the wording was out-of-date because adjustments were last made in 2023 for incandescent lamps.

## HVAC Factors (hidden)
HVAC Interactive Effects Factor |  | This is a behind-the-scenes tab; do not display to customers.
Used on the "Spaces" page.
Building Type | Electric Resistance w/ Cooling | Electric Resistance w/o Cooling | Electric Heat Pump w/ Cooling | Electric Heat Pump w/o Cooling | Gas, Oil, or Biomass w/ Cooling | Gas, Oil, or Biomass w/o Cooling | Cooling w/o Heat | Refrigerated Space | None/Exterior
Assembly | 0.82 | 0.82 | 1 | 1 | 1.03 | 1.03 | 1 | 1.3 | 1
Automotive Repair | 0.61 | 0.61 | 0.8 | 0.8 | 1.03 | 1.03 | 1 | 1.3 | 1
College or University | 0.53 | 0.53 | 0.76 | 0.76 | 1.11 | 1.11 | 1 | 1.3 | 1
Exterior 24 Hour Operation | 1 | 1 | 1 | 1 | 1 | 1 | 1 | 1.3 | 1
Hospital | 0.36 | 0.36 | 0.69 | 0.69 | 0.94 | 0.94 | 1 | 1.3 | 1
Industrial Plant with One Shift | 0.61 | 0.61 | 0.8 | 0.8 | 0.96 | 0.96 | 1 | 1.3 | 1
Industrial Plant with Two Shifts | 0.61 | 0.61 | 0.8 | 0.8 | 0.96 | 0.96 | 1 | 1.3 | 1
Industrial Plant with Three Shifts | 0.61 | 0.61 | 0.8 | 0.8 | 0.96 | 0.96 | 1 | 1.3 | 1
Library | 0.53 | 0.53 | 0.76 | 0.76 | 1.03 | 1.03 | 1 | 1.3 | 1
Lodging | 0.6 | 0.6 | 0.8 | 0.8 | 1.05 | 1.05 | 1 | 1.3 | 1
Manufacturing | 0.61 | 0.61 | 0.8 | 0.8 | 0.96 | 0.96 | 1 | 1.3 | 1
Office <20,000 sf | 0.69 | 0.69 | 0.85 | 0.85 | 1.12 | 1.12 | 1 | 1.3 | 1
Office >100,000 sf | 0.69 | 0.69 | 0.85 | 0.85 | 1.07 | 1.07 | 1 | 1.3 | 1
Office 20,000 to 100,000 sf | 0.66 | 0.66 | 0.84 | 0.84 | 1.08 | 1.08 | 1 | 1.3 | 1
Other Health, Nursing, Medical Clinic | 0.81 | 0.81 | 1 | 1 | 1.08 | 1.08 | 1 | 1.3 | 1
Parking Garage | 1 | 1 | 1 | 1 | 1 | 1 | 1 | 1.3 | 1
Restaurant | 0.74 | 0.74 | 0.88 | 0.88 | 0.96 | 0.96 | 1 | 1.3 | 1
Retail 5,000 to 50,000 sf | 0.62 | 0.62 | 0.82 | 0.82 | 1.03 | 1.03 | 1 | 1.3 | 1
Retail Anchor Store >50,000 sf Multistory | 0.62 | 0.62 | 0.82 | 0.82 | 1.1 | 1.1 | 1 | 1.3 | 1
Retail Big Box >50,000 sf One-Story | 0.62 | 0.62 | 0.82 | 0.82 | 1.12 | 1.12 | 1 | 1.3 | 1
Retail Boutique <5,000 sf | 0.54 | 0.54 | 0.78 | 0.78 | 1.04 | 1.04 | 1 | 1.3 | 1
Retail Mini Mart | 0.45 | 0.45 | 0.74 | 0.74 | 1.05 | 1.05 | 1 | 1.3 | 1
Retail Supermarket | 0.45 | 0.45 | 0.74 | 0.74 | 1.05 | 1.05 | 1 | 1.3 | 1
School K-12 | 0.59 | 0.59 | 0.8 | 0.8 | 1 | 1 | 1 | 1.3 | 1
Street & Area Lighting (Photo Sensor Controlled) | 1 | 1 | 1 | 1 | 1 | 1 | 1 | 1.3 | 1
Warehouse | 0.82 | 0.82 | 1 | 1 | 0.96 | 0.96 | 1 | 1.3 | 1
Other | 0.82 | 0.82 | 1 | 1 | 1.03 | 1.03 | 1 | 1.3 | 1
Source: Bonneville Power Administration Excel-based lighting calculator version 6.X3; "LC6.X3-Tacoma Power 04-2025.xls"
Space Conditioning Type (used to determine HVAC factor)
Heating Type | Cooling Type | Space Conditioning Type
No heating | No cooling | None/Exterior
No heating | AC or heat pump | Cooling w/o Heat
No heating | Refrigerated | Refrigerated Space
Electric resistance | No cooling | Electric Resistance w/o Cooling
Electric resistance | AC or heat pump | Electric Resistance w/ Cooling
Electric resistance | Refrigerated | Refrigerated Space
Electric heat pump | No cooling | Electric Heat Pump w/o Cooling
Electric heat pump | AC or heat pump | Electric Heat Pump w/ Cooling
Electric heat pump | Refrigerated | Refrigerated Space
Gas, oil, or biomass | No cooling | Gas, Oil, or Biomass w/o Cooling
Gas, oil, or biomass | AC or heat pump | Gas, Oil, or Biomass w/ Cooling
Gas, oil, or biomass | Refrigerated | Refrigerated Space

## Ballast Factors (hidden)
Ballast Factors and BPA Reference Numbers |  |  |  |  | This is a behind-the-scenes tab; do not display to customers.
Returns the following to the "Measures" tab: 1) ballast factor: used to calculate the existing fixture kWh consumption, 2) range names for the wattage: used in data validations for dropdown lists, and 3) the proposed fixtures BPA ref. nos.: used for reporting via Snowflake.
Admin note to self: if you make changes to the fixture table, you must make the same changes on the "Fixture Picklists" tab. The values on the two tabs must always be in sync for the dropdowns and lookups on the "Measures" tab to work.
Be Aware: the Controls BPA Ref. Nos. are in the table below the fixture table.
Existing Fixture Ballast Factors and Proposed Fixture BPA Ref. Nos.
Fixture Class | Fixture Category | Fixture Sub-category | Ballast Factor | Allowed for Existing Fixture | Allowed for Proposed Fixture | Commercial BPA Reference Number | Industrial BPA Reference Number | Wattage Range Name | Wattage 1 | Wattage 2 | Wattage 3 | Wattage 4 | Wattage 5 | Wattage 6 | Wattage 7 | Wattage 8 | Wattage 9 | Wattage 10 | Wattage 11 | Wattage 12 | Wattage 13 | Wattage 14 | Wattage 15 | Wattage 16 | Wattage 17 | Wattage 18 | Wattage 19 | Wattage 20 | Wattage 21 | Wattage 22 | Wattage 23 | Wattage 24 | Wattage 25 | Wattage 26 | Wattage 27 | Wattage 28 | Wattage 29 | Wattage 30 | Wattage 31 | Wattage 32 | Wattage 33 | Wattage 34 | Wattage 35 | Wattage 36 | Wattage 37
CFL | Cold Cathode | Dimmable or Flashable | 1 | Yes | No |  |  | wattlist_cfl_cold_cathode_dimmable_or_flashable | 3 | 4 | 5 | 6 | 7 | 8 | 9 | 10 | 12 | 14 | 16 | 18 | 20
CFL | Hard-Wired or GU-24 | 1 to 24 W | 1 | Yes | No |  |  | wattlist_cfl_hard_wired_or_gu_24_1_to_24_w | 1 | 2 | 3 | 4 | 5 | 6 | 7 | 8 | 9 | 10 | 11 | 12 | 13 | 14 | 15 | 16 | 17 | 18 | 19 | 20 | 21 | 22 | 23 | 24
CFL | Hard-Wired or GU-24 | 25 to 45 W | 1 | Yes | No |  |  | wattlist_cfl_hard_wired_or_gu_24_25_to_45_w | 25 | 26 | 27 | 28 | 29 | 30 | 31 | 32 | 33 | 34 | 35 | 36 | 37 | 38 | 39 | 40 | 41 | 42 | 43 | 44 | 45
CFL | Hard-Wired or GU-24 | >45 W | 1 | Yes | No |  |  | wattlist_cfl_hard_wired_or_gu_24__45_w | 46 | 50 | 55 | 60 | 65 | 70 | 75 | 80 | 85 | 90 | 95 | 100 | 110 | 120 | 130 | 140 | 150 | 160 | 170 | 180 | 190 | 200
CFL | Screw-In | 1 to 24 W | 1 | Yes | No |  |  | wattlist_cfl_screw_in_1_to_24_w | 1 | 2 | 3 | 4 | 5 | 6 | 7 | 8 | 9 | 10 | 11 | 12 | 13 | 14 | 15 | 16 | 17 | 18 | 19 | 20 | 21 | 22 | 23 | 24
CFL | Screw-In | 25 to 45 W | 1 | Yes | No |  |  | wattlist_cfl_screw_in_25_to_45_w | 25 | 26 | 27 | 28 | 29 | 30 | 31 | 32 | 33 | 34 | 35 | 36 | 37 | 38 | 39 | 40 | 41 | 42 | 43 | 44 | 45
CFL | Screw-In | >45 W | 1 | Yes | No |  |  | wattlist_cfl_screw_in__45_w | 46 | 50 | 55 | 60 | 65 | 70 | 75 | 80 | 85 | 90 | 95 | 100 | 110 | 120 | 130 | 140 | 150 | 160 | 170 | 180 | 190 | 200
Exit Sign | CFL | Screw-in or Plug-in | 1.3 | Yes | No |  |  | wattlist_exit_sign_cfl_screw_in_or_plug_in | 1 25: 3; 2 26: 5; 3 27: 7; 4 28: 9
Exit Sign | Incandescent | Screw-in or Plug-in | 1 | Yes | No |  |  | wattlist_exit_sign_incandescent_screw_in_or_plug_in | 1 25: 10; 2 26: 15; 3 27: 20; 4 28: 25; 5 29: 30; 6 30: 35; 7 31: 40
Exit Sign | LED | New Fixture or Retrofit kit | 1 | Yes | No |  |  | wattlist_exit_sign_led_new_fixture_or_retrofit_kit | 1 25: 1.5; 2 26: 3; 3 27: 6; 4 28: 9
Exit Sign | Linear Fluorescent | F4T5 | 1.3 | Yes | No |  |  | wattlist_exit_sign_linear_fluorescent_f4t5 | 1 25: 4
Exit Sign | Linear Fluorescent | F6T5 | 1.3 | Yes | No |  |  | wattlist_exit_sign_linear_fluorescent_f6t5 | 1 25: 6
Exit Sign | Linear Fluorescent | F8T5 | 1.3 | Yes | No |  |  | wattlist_exit_sign_linear_fluorescent_f8t5 | 1 25: 8
HID | HPS | Mag. Ballast | 1.15 | Yes | No |  |  | wattlist_hid_hps_mag__ballast | 35 | 50 | 70 | 100 | 110 | 150 | 200 | 250 | 310 | 400 | 600 | 750 | 1000 | 1500
HID | MH | EE Ballast | 1.06 | Yes | No |  |  | wattlist_hid_mh_ee_ballast | 20 | 22 | 24 | 26 | 28 | 30 | 35 | 40 | 45 | 50 | 60 | 70 | 90 | 100 | 140 | 150 | 175 | 200 | 210 | 250 | 300 | 315 | 320 | 350 | 375 | 400 | 450 | 575 | 600 | 750 | 1000
HID | MH | Mag. Ballast | 1.15 | Yes | No |  |  | wattlist_hid_mh_mag__ballast | 1 25: 50; 2 26: 70; 3 27: 100; 4 28: 120; 5 29: 150; 6 30: 175; 7 31: 250; 8 32: 320; 9 33: 400; 10 34: 750; 11 35: 1000; 12 36: 1500
HID | MH | Pulse-Start | 1.12 | Yes | No |  |  | wattlist_hid_mh_pulse_start | 50 | 70 | 100 | 120 | 150 | 175 | 200 | 250 | 300 | 320 | 350 | 400 | 450 | 750 | 875 | 1000 | 1500
HID | MV | Mag. Ballast | 1.17 | Yes | No |  |  | wattlist_hid_mv_mag__ballast | 1 25: 100; 2 26: 160; 3 27: 175; 4 28: 250; 5 29: 400; 6 30: 450; 7 31: 750; 8 32: 1000; 9 33: 1500
Induction | Any Type | Any Type | 1 | Yes | No |  |  | wattlist_induction_any_type_any_type | 10 | 15 | 20 | 25 | 30 | 35 | 40 | 45 | 50 | 55 | 60 | 65 | 70 | 75 | 80 | 85 | 90 | 95 | 100 | 120 | 130 | 140 | 150 | 160 | 165 | 170 | 180 | 190 | 200 | 210 | 220 | 230 | 240 | 250 | 300 | 400 | 500
LED | Exit Sign | New Fixture or Retrofit kit | 1 | No | Yes | CLILB82125 | ILILB83125 | wattlist_LED | 1 25: Type in the wattage.
LED | Exterior | Wall Pack | 1 | Yes | Yes | CLILB82111 | ILILB83105 | wattlist_LED | 1 25: Type in the wattage.
LED | Exterior | Parking Lot | 1 | Yes | Yes | CLILB82111 | ILILB83105 | wattlist_LED | 1 25: Type in the wattage.
LED | Exterior | Roadway | 1 | Yes | Yes | CLILB82111 | ILILB83105 | wattlist_LED | 1 25: Type in the wattage.
LED | Exterior | Canopy | 1 | Yes | Yes | CLILB82111 | ILILB83105 | wattlist_LED | 1 25: Type in the wattage.
LED | Exterior | Yard/Barn | 1 | Yes | Yes | CLILB82111 | ILILB83105 | wattlist_LED | 1 25: Type in the wattage.
LED | Exterior | Parking Garage | 1 | Yes | Yes | CLILB82111 | ILILB83105 | wattlist_LED | 1 25: Type in the wattage.
LED | Exterior | High Mast | 1 | Yes | Yes | CLILB82111 | ILILB83105 | wattlist_LED | 1 25: Type in the wattage.
LED | Exterior | Floodlight | 1 | Yes | Yes | CLILB82111 | ILILB83105 | wattlist_LED | 1 25: Type in the wattage.
LED | Exterior | Other | 1 | Yes | Yes | CLILB82111 | ILILB83105 | wattlist_LED | 1 25: Type in the wattage.
LED | General Indoor / Outdoor | Standard | 1 | Yes | Yes | CLILB82123 | ILILB83123 | wattlist_LED | 1 25: Type in the wattage.
LED | HID Screw-in Replacement | High Bay | 1 | Yes | Yes | CLILB82124 | ILILB83124 | wattlist_LED | 1 25: Type in the wattage.
LED | HID Screw-in Replacement | Wall Pack | 1 | Yes | Yes | CLILB82124 | ILILB83124 | wattlist_LED | 1 25: Type in the wattage.
LED | HID Screw-in Replacement | Parking Lot | 1 | Yes | Yes | CLILB82124 | ILILB83124 | wattlist_LED | 1 25: Type in the wattage.
LED | HID Screw-in Replacement | Parking Garage | 1 | Yes | Yes | CLILB82124 | ILILB83124 | wattlist_LED | 1 25: Type in the wattage.
LED | HID Screw-in Replacement | Roadway | 1 | Yes | Yes | CLILB82124 | ILILB83124 | wattlist_LED | 1 25: Type in the wattage.
LED | HID Screw-in Replacement | Canopy | 1 | Yes | Yes | CLILB82124 | ILILB83124 | wattlist_LED | 1 25: Type in the wattage.
LED | HID Screw-in Replacement | Yard/Barn | 1 | Yes | Yes | CLILB82124 | ILILB83124 | wattlist_LED | 1 25: Type in the wattage.
LED | HID Screw-in Replacement | High Mast | 1 | Yes | Yes | CLILB82124 | ILILB83124 | wattlist_LED | 1 25: Type in the wattage.
LED | HID Screw-in Replacement | Other | 1 | Yes | Yes | CLILB82124 | ILILB83124 | wattlist_LED | 1 25: Type in the wattage.
LED | High Bay | Standard | 1 | Yes | Yes | CLILB82112 | ILILB83106 | wattlist_LED | 1 25: Type in the wattage.
LED | Lighting Sold by the Foot | Any Type (excl. signage) | 1 | Yes | Yes | CLILB82114 | ILILB83108 | wattlist_LED | 1 25: Type in the wattage.
LED | Refrigerated Case | Any Type | 1 | Yes | Yes | CLILB82114 | ILILB83108 | wattlist_LED | 1 25: Type in the wattage.
LED | Small Lamp / Fixture | CFLED | 1 | Yes | Yes | CLILB82109 | ILILB83103 | wattlist_LED | 1 25: Type in the wattage.
LED | Small Lamp / Fixture | MR16 | 1 | Yes | Yes | CLILB82109 | ILILB83103 | wattlist_LED | 1 25: Type in the wattage.
LED | Small Lamp / Fixture | Retrofit Can | 1 | Yes | Yes | CLILB82109 | ILILB83103 | wattlist_LED | 1 25: Type in the wattage.
LED | Small Lamp / Fixture | Screw-in A-Lamp | 1 | Yes | Yes | CLILB82109 | ILILB83103 | wattlist_LED | 1 25: Type in the wattage.
LED | Small Lamp / Fixture | Screw-in Reflector | 1 | Yes | Yes | CLILB82109 | ILILB83103 | wattlist_LED | 1 25: Type in the wattage.
LED | Small Lamp / Fixture | Other | 1 | Yes | Yes | CLILB82109 | ILILB83103 | wattlist_LED | 1 25: Type in the wattage.
LED | Tube | Ballast Compatible (Type A) | 1 | Yes | Yes | CLILB82110 | ILILB83104 | wattlist_LED | 1 25: Type in the wattage.
LED | Tube | Line Voltage (Type B) | 1 | Yes | Yes | CLILB82110 | ILILB83104 | wattlist_LED | 1 25: Type in the wattage.
LED | Tube | External Driver (Type C) | 1 | Yes | Yes | CLILB82110 | ILILB83104 | wattlist_LED | 1 25: Type in the wattage.
Quartz | Bi-Pin | Halogen | 1 | Yes | No |  |  | wattlist_quartz_bi_pin_halogen | 1 25: 250; 2 26: 500; 3 27: 1000; 4 28: 1500
Signage | LED Tube - Sign | N/A | 1 | No | Yes | CLILB82127 | ILILB83127 | wattlist_signage_led_tube___sign_n_a | 1 25: N/A
Signage | Linear Strip - Sign | N/A | 1 | No | Yes | CLILB82127 | ILILB83127 | wattlist_signage_linear_strip___sign_n_a | 1 25: N/A
Signage | Other - Sign | N/A | 1 | No | Yes | CLILB82127 | ILILB83127 | wattlist_signage_other___sign_n_a | 1 25: N/A
T10 | 6 ft | VHO Lamp w/ Mag. Ballast | 1.1 | Yes | No |  |  | wattlist_t10_6_ft_vho_lamp_w__mag__ballast | 1 25: 160
T12 | 2 ft | Mag. Ballast | 1.25 | Yes | No |  |  | wattlist_t12_2_ft_mag__ballast | 1 25: 20
T12 | 3 ft | EE Ballast | 1.32 | Yes | No |  |  | wattlist_t12_3_ft_ee_ballast | 1 25: 25
T12 | 3 ft | Mag. Ballast | 1.38 | Yes | No |  |  | wattlist_t12_3_ft_mag__ballast | 1 25: 25; 2 26: 30
T12 | 4 ft | HO Lamp w/ Mag. Ballast | 1.2 | Yes | No |  |  | wattlist_t12_4_ft_ho_lamp_w__mag__ballast | 1 25: 60
T12 | 4 ft | Lamp w/ EE Ballast | 1.1 | Yes | No |  |  | wattlist_t12_4_ft_lamp_w__ee_ballast | 1 25: 34; 2 26: 40
T12 | 4 ft | Lamp w/ Mag. Ballast | 1.2 | Yes | No |  |  | wattlist_t12_4_ft_lamp_w__mag__ballast | 1 25: 34; 2 26: 40
T12 | 4 ft | Slimline w/ Mag. Ballast | 1.2 | Yes | No |  |  | wattlist_t12_4_ft_slimline_w__mag__ballast | 1 25: 39
T12 | 4 ft | VHO Lamp w/ Mag. Ballast | 1.1 | Yes | No |  |  | wattlist_t12_4_ft_vho_lamp_w__mag__ballast | 1 25: 115
T12 | 5 ft | HO Lamp w/ Mag. Ballast | 1.2 | Yes | No |  |  | wattlist_t12_5_ft_ho_lamp_w__mag__ballast | 1 25: 75
T12 | 5 ft | Slimline w/ Mag. Ballast | 1.2 | Yes | No |  |  | wattlist_t12_5_ft_slimline_w__mag__ballast | 1 25: 50
T12 | 5 ft | VHO Lamp w/ Mag. Ballast | 1.1 | Yes | No |  |  | wattlist_t12_5_ft_vho_lamp_w__mag__ballast | 1 25: 135
T12 | 5 ft 4 in | HO Lamp w/ Mag. Ballast | 1.2 | Yes | No |  |  | wattlist_t12_5_ft_4_in_ho_lamp_w__mag__ballast | 1 25: 80
T12 | 5 ft 4 in | Slimline w/ Mag. Ballast | 1.2 | Yes | No |  |  | wattlist_t12_5_ft_4_in_slimline_w__mag__ballast | 1 25: 52
T12 | 6 ft | HO Lamp w/ Mag. Ballast | 1.2 | Yes | No |  |  | wattlist_t12_6_ft_ho_lamp_w__mag__ballast | 1 25: 85
T12 | 6 ft | Slimline w/ Mag. Ballast | 1.2 | Yes | No |  |  | wattlist_t12_6_ft_slimline_w__mag__ballast | 1 25: 55
T12 | 6 ft | VHO Lamp w/ Mag. Ballast | 1.1 | Yes | No |  |  | wattlist_t12_6_ft_vho_lamp_w__mag__ballast | 1 25: 160
T12 | 7 ft | HO Lamp w/ Mag. Ballast | 1.2 | Yes | No |  |  | wattlist_t12_7_ft_ho_lamp_w__mag__ballast | 1 25: 100
T12 | 7 ft | Slimline w/ Mag. Ballast | 1.1 | Yes | No |  |  | wattlist_t12_7_ft_slimline_w__mag__ballast | 1 25: 70
T12 | 8 ft | HO Lamp w/ EE Ballast | 1.1 | Yes | No |  |  | wattlist_t12_8_ft_ho_lamp_w__ee_ballast | 1 25: 95; 2 26: 110
T12 | 8 ft | HO Lamp w/ Mag. Ballast | 1.2 | Yes | No |  |  | wattlist_t12_8_ft_ho_lamp_w__mag__ballast | 1 25: 95; 2 26: 110
T12 | 8 ft | Slimline w/ Mag. Ballast | 1.15 | Yes | No |  |  | wattlist_t12_8_ft_slimline_w__mag__ballast | 1 25: 60; 2 26: 75
T12 | 8 ft | VHO Lamp w/ Mag. Ballast | 1.02 | Yes | No |  |  | wattlist_t12_8_ft_vho_lamp_w__mag__ballast | 1 25: 185; 2 26: 215
T12 | 9 ft | VHO Lamp w/ Mag. Ballast | 1.02 | Yes | No |  |  | wattlist_t12_9_ft_vho_lamp_w__mag__ballast | 1 25: 124
T12 | Ft 10 | VHO Lamp w/ Mag. Ballast | 1.02 | Yes | No |  |  | wattlist_t12_ft_10_vho_lamp_w__mag__ballast | 1 25: 135
T12 | U-Lamp | EE Ballast | 1.1 | Yes | No |  |  | wattlist_t12_u_lamp_ee_ballast | 1 25: 35; 2 26: 40
T12 | U-Lamp | Mag. Ballast | 1.2 | Yes | No |  |  | wattlist_t12_u_lamp_mag__ballast | 1 25: 35; 2 26: 40
T5 | 2 ft | HO Lamp w/ Prog. Start Ballast | 1.02 | Yes | No |  |  | wattlist_t5_2_ft_ho_lamp_w__prog__start_ballast | 1 25: 21; 2 26: 22; 3 27: 24; 4 28: 26; 5 29: 28; 6 30: 35; 7 31: 39; 8 32: 40; 9 33: 50; 10 34: 55
T5 | 4 ft | NLO Ballast | 1 | Yes | No |  |  | wattlist_t5_4_ft__nlo_ballast | 1 25: 28
T5 | 4 ft High Bay | HO Lamp w/ Prog. Start Ballast | 1.02 | Yes | No |  |  | wattlist_t5_4_ft_high_bay_ho_lamp_w__prog__start_ballast | 1 25: 44; 2 26: 47; 3 27: 49; 4 28: 50; 5 29: 51; 6 30: 54
T8 | 4 ft | NLO Ballast | 0.92 | Yes | No |  |  | wattlist_t8_4_ft_nlo_ballast | 1 25: 25; 2 26: 28; 3 27: 32
T8 | 4 ft | LLO Ballast | 0.84 | Yes | No |  |  | wattlist_t8_4_ft_llo_ballast | 1 25: 25; 2 26: 28; 3 27: 32
T8 | 8 ft | HO Ballast | 1 | Yes | No |  |  | wattlist_t8_8_ft_ho_ballast | 1 25: 86
T8 | 8 ft | NLO Ballast | 0.92 | Yes | No |  |  | wattlist_t8_8_ft_nlo_ballast | 1 25: 54; 2 26: 59
T8 | Irregular Size | 2 ft | 0.88 | Yes | No |  |  | wattlist_t8_irregular_size_2_ft | 1 25: 15; 2 26: 17
T8 | Irregular Size | 3 ft | 0.96 | Yes | No |  |  | wattlist_t8_irregular_size_3_ft | 1 25: 25
T8 | Irregular Size | 5 ft | 0.85 | Yes | No |  |  | wattlist_t8_irregular_size_5_ft | 1 25: 40; 2 26: 55; 3 27: 58
T8 | Irregular Size | 6 ft | 0.85 | Yes | No |  |  | wattlist_t8_irregular_size_6_ft | 1 25: 58; 2 26: 65; 3 27: 70
T8 | Irregular Size | 7 ft | 0.85 | Yes | No |  |  | wattlist_t8_irregular_size_7_ft | 1 25: 70
T8 | U-Lamp | LLO Ballast | 0.75 | Yes | No |  |  | wattlist_t8_u_lamp_llo_ballast | 1 25: 25; 2 26: 28; 3 27: 32
T8 | U-Lamp | NLO Ballast | 0.92 | Yes | No |  |  | wattlist_t8_u_lamp_nlo_ballast | 1 25: 25; 2 26: 28; 3 27: 32
T8 HP | 4 ft | HLO Ballast | 1.14 | Yes | No |  |  | wattlist_t8_hp_4_ft_hlo_ballast | 1 25: 25; 2 26: 28; 3 27: 32
T8 HP | 4 ft | NLO Ballast | 0.86 | Yes | No |  |  | wattlist_t8_hp_4_ft_nlo_ballast | 1 25: 25; 2 26: 28; 3 27: 32
T8 HP | 4 ft | LLO Ballast | 0.75 | Yes | No |  |  | wattlist_t8_hp_4_ft_llo_ballast | 1 25: 25; 2 26: 28; 3 27: 32
T8 HP | 4 ft | VLLO Ballast | 0.73 | Yes | No |  |  | wattlist_t8_hp_4_ft_vllo_ballast | 1 25: 25; 2 26: 28; 3 27: 32
T8 HP | 8 ft | NLO Ballast | 0.92 | Yes | No |  |  | wattlist_t8_hp_8_ft_nlo_ballast | 1 25: 54; 2 26: 59
Source: Bonneville Power Administration Excel-based lighting calculator version 6.X3; "LC6.X3-Tacoma Power 04-2025.xls"
Control BPA Ref. Nos. (Tacoma Power Use Only)
Sector | Reference Number
Commercial | CLILC82116
Industrial | ILILC83110
Source: Bonneville Power Administration Excel-based lighting calculator version 6.X3; "LC6.X3-Tacoma Power 04-2025.xls"
Note on D7: [Threaded comment] Your version of Excel allows you to read this threaded comment; however, any edits to it will get removed if the file is opened in a newer version of Excel. Learn more: https://go.microsoft.com/fwlink/?linkid=870924 Comment: A) "1" means there is no ballast factor. The value exists just to make the fixture wattage formulas work for all scenarios.
Note on E7: [Threaded comment] Your version of Excel allows you to read this threaded comment; however, any edits to it will get removed if the file is opened in a newer version of Excel. Learn more: https://go.microsoft.com/fwlink/?linkid=870924 Comment: "Allowed" means the fixture can be selected on the "Measures" tab as an existing fixture.
Note on F7: [Threaded comment] Your version of Excel allows you to read this threaded comment; however, any edits to it will get removed if the file is opened in a newer version of Excel. Learn more: https://go.microsoft.com/fwlink/?linkid=870924 Comment: "Allowed" means the fixture can be selected on the "Measures" tab as a proposed fixture.
Note on G7: [Threaded comment] Your version of Excel allows you to read this threaded comment; however, any edits to it will get removed if the file is opened in a newer version of Excel. Learn more: https://go.microsoft.com/fwlink/?linkid=870924 Comment: Pertains to proposed fixtures only.
Note on H7: [Threaded comment] Your version of Excel allows you to read this threaded comment; however, any edits to it will get removed if the file is opened in a newer version of Excel. Learn more: https://go.microsoft.com/fwlink/?linkid=870924 Comment: Pertains to proposed fixtures only.
Note on I7: [Threaded comment] Your version of Excel allows you to read this threaded comment; however, any edits to it will get removed if the file is opened in a newer version of Excel. Learn more: https://go.microsoft.com/fwlink/?linkid=870924 Comment: This formula 1) concatenates the fixture's class, category, and sub-category, 2) replaces all special characters and spaces with underscores, and 3) prepends "wattlist_" so that all of the wattage named ranges group together in the Name Manager.
Note on J7: [Threaded comment] Your version of Excel allows you to read this threaded comment; however, any edits to it will get removed if the file is opened in a newer version of Excel. Learn more: https://go.microsoft.com/fwlink/?linkid=870924 Comment: 1) The wattage columns contain the values that are used on the "Wattage per Lamp" column on the "Measures" tab. 2) the Signage wattage is 'N/A' because signage is only for proposed fixtures and we do not use wattage drop downs for proposed fixtures.
Note on B87: [Threaded comment] Your version of Excel allows you to read this threaded comment; however, any edits to it will get removed if the file is opened in a newer version of Excel. Learn more: https://go.microsoft.com/fwlink/?linkid=870924 Comment: It is correct that the unit of measurement comes before the number of feet. For reasons unknown, the subcategory drop down list on the "Measures" tab refuses to work when the value is "10 ft".

## Picklists (hidden)
General Picklists |  |  | This is a behind-the-scenes tab; do not display to customers.
See the "Data Entry" tab for details on where the picklist is used in the calculator and what its range name is.
Rate Class | BPA Building Type | BPA Space Type | Sector | Heating Type | Cooling Type | Control Type | Measure Type | Blank | Multi-function Controls Wattage Reduction Pct
Small General (B) | Assembly | Assembly | Commercial | Electric heat pump | AC or heat pump | Occupancy Sensor | Fixtures | Blank | 90%
General (G) | Automotive Repair | Break Room | Industrial | Electric resistance | Refrigerated | Networked Controls | Controls Only |  | 80%
High Voltage (HVG) | College or University | Classroom |  | Gas, oil, or biomass | No cooling | Multi-function | Decommissioning |  | 70%
| Exterior 24 Hour Operation | Computer Room |  | No heating |  | No Controls |  |  | 60%
| Hospital | Conference | [6 empty] | 50%
| Industrial Plant with One Shift | Dining | [6 empty] | 40%
| Industrial Plant with Three Shifts | Exterior - Other | [6 empty] | 30%
| Industrial Plant with Two Shifts | Gymnasium | [6 empty] | 20%
| Library | Hallway | [6 empty] | 10%
| Lodging | Hospital Room
| Office <20,000 sf | Industrial
| Office >100,000 sf | Kitchen
| Office 20,000 to 100,000 sf | Library
| Other Health, Nursing, Medical Clinic | Lobby
| Parking Garage | Lodging (Guest Rooms)
| Restaurant | Open Office
| Retail 5,000 to 50,000 sf | Parking Garage
| Retail Anchor Store >50,000 sf Multistory | Private Office
| Retail Big Box >50,000 sf One-Story | Process
| Retail Boutique <5,000 sf | Public Assembly
| Retail Mini Mart | Restroom
| Retail Supermarket | Retail
| School K-12 | Stairs
| Street & Area Lighting (Photo Sensor Controlled) | Storage
| Warehouse | Technical Area
| Other | Warehouse
Other

## Fixture Picklists (hidden)
Fixture Picklists |  |  | This is a behind-the-scenes tab; do not display to customers.
This tab holds that values for the existing and prposed fixture class, category, and subcategory dropdown options on the "Measures" tab.
Admin note to self: if you make changes to these lists and tables, you must make the same changes on the "Ballast Factors" tab. The values on the two tabs must always be in sync for the dropdowns and lookups on the "Measures" tab to work.
Class Picklists: These are used in the data validation for the "Class" columns.
Existing Fixture Class | Proposed Fixture Class
CFL | LED
Exit Sign | Signage
HID
Induction
LED
Quartz
T10
T12
T5
T8
T8 HP
Category and Subcategory Picklists: 1) The tables' column headers are use in the data validation for the "Category" columns. 2) The tables' cell values are use in the data validation for the "Subcategory" columns.
CFL
Cold Cathode | Hard-Wired or GU-24 | Screw-In
Dimmable or Flashable | 1 to 24 W | 1 to 24 W
| 25 to 45 W | 25 to 45 W
| >45 W | >45 W
Exit Sign
CFL | Incandescent | LED | Linear Fluorescent
Screw-in or Plug-in | Screw-in or Plug-in | New Fixture or Retrofit kit | F4T5
F6T5
F8T5
HID
HPS | MH | MV
Mag. Ballast | EE Ballast | Mag. Ballast
Mag. Ballast
Pulse-Start
Induction
Any Type
Any Type
LED
Exit Sign | Exterior | General Indoor / Outdoor | HID Screw-in Replacement | High Bay | Lighting Sold by the Foot | Refrigerated Case | Small Lamp / Fixture | Tube
New Fixture or Retrofit kit | Wall Pack | Standard | High Bay | Standard | Any Type (excl. signage) | Any Type | CFLED | Ballast Compatible (Type A)
| Parking Lot |  | Wall Pack |  |  |  | MR16 | Line Voltage (Type B)
| Roadway |  | Parking Lot |  |  |  | Retrofit Can | External Driver (Type C)
| Canopy |  | Parking Garage |  |  |  | Screw-in A-Lamp
| Yard/Barn |  | Roadway |  |  |  | Screw-in Reflector
| Parking Garage |  | Canopy |  |  |  | Other
| High Mast |  | Yard/Barn
| Floodlight |  | High Mast
| Other |  | Other
Quartz
Bi-Pin
Halogen
Signage
LED Tube - Sign | Linear Strip - Sign | Other - Sign
N/A | N/A | N/A
T10
6 ft
VHO Lamp w/ Mag. Ballast
T12
2 ft | 3 ft | 4 ft | 5 ft | 5 ft 4 in | 6 ft | 7 ft | 8 ft | 9 ft | Ft 10 | U-Lamp
Mag. Ballast | EE Ballast | HO Lamp w/ Mag. Ballast | HO Lamp w/ Mag. Ballast | HO Lamp w/ Mag. Ballast | HO Lamp w/ Mag. Ballast | HO Lamp w/ Mag. Ballast | HO Lamp w/ EE Ballast | VHO Lamp w/ Mag. Ballast | VHO Lamp w/ Mag. Ballast | EE Ballast
| Mag. Ballast | Lamp w/ EE Ballast | Slimline w/ Mag. Ballast | Slimline w/ Mag. Ballast | Slimline w/ Mag. Ballast | Slimline w/ Mag. Ballast | HO Lamp w/ Mag. Ballast |  |  | Mag. Ballast
|  | Lamp w/ Mag. Ballast | VHO Lamp w/ Mag. Ballast |  | VHO Lamp w/ Mag. Ballast |  | Slimline w/ Mag. Ballast
|  | Slimline w/ Mag. Ballast |  |  |  |  | VHO Lamp w/ Mag. Ballast
VHO Lamp w/ Mag. Ballast
T5
2 ft | 4 ft | 4 ft High Bay
HO Lamp w/ Prog. Start Ballast | NLO Ballast | HO Lamp w/ Prog. Start Ballast
T8
4 ft | 8 ft | Irregular Size | U-Lamp
NLO Ballast | HO Ballast | 2 ft | LLO Ballast
LLO Ballast | NLO Ballast | 3 ft | NLO Ballast
5 ft
6 ft
7 ft
T8 HP
4 ft | 8 ft
HLO Ballast | NLO Ballast
NLO Ballast
LLO Ballast
VLLO Ballast
Note on J67: [Threaded comment] Your version of Excel allows you to read this threaded comment; however, any edits to it will get removed if the file is opened in a newer version of Excel. Learn more: https://go.microsoft.com/fwlink/?linkid=870924 Comment: It is correct that the unit of measurement comes before the number of feet. For reasons unknown, the subcategory drop down list on the "Measures" tab refuses to work when the value is "10 ft".

## Constants (hidden)
Constants |  | This is a behind-the-scenes tab; do not display to customers.
The below is used to calculate kWh consumption and control savings on the "Measures" tab. It's also used to calculate annual operating hours on the "Spaces" tab.
Constant | Value | Comments
kWh
kWh Conversion | 1000 | Converts watts to kilowatts. Used in formula on "Measures" tab.
Controls
Allowed % Hours Reduced for Networked Controls | 40% | Used in formula on "Measures" tab.
Allowed % Hours Reduced for Non-networked Controls | 25% | Used in formula on "Measures" tab.
Annual Hours
Days in Year | 365 | Used in formula on "Spaces" tab.
Days in Week | 7 | Used in formula on "Spaces" tab.
Weeks in Year | 52 | Used in formula on "Spaces" tab and used in data validation rule on the "Weeks Per Year" column on "Spaces" tab.
Minimum Allowed Operating Hours | 0 | Used in data validation rule on days columns the "Spaces" tab.
Maximum Allowed Operating Hours | 24 | Used in data validation rule on days columns the "Spaces" tab.
Minimum Allowed Operating Weeks in Year | 0 | Used in data validation rule on the on "Weeks Per Year" column on the "Spaces" tab.
Return on Investment
Annual O&M savings percent of project cost | 3% | Source: Bonneville Power Administration Excel-based lighting calculator version 6.X3; "LC6.X3-Tacoma Power 04-2025.xls". Used in formula on "Project Summary" tab.

## Change Log (hidden)
Change Log |  | This is a behind-the-scenes tab; do not display to customers.
This sheet tracks the changes that were made to the calculator and which version of it that the changes appeared in.
Date | Change Made | Version the Change First Appeared In
2026-07-01 | Calulator published on TPU website. | July_2026
2026-07-06 | Updated "Next Steps" link on the "Welcome" tab: To: Bright-Rebates-Project-Checklist.pdf: https://www.mytpu.org/wp-content/uploads/Bright-Rebates-Project-Checklist.pdf From: Bright Rebates Process Requirements (PDF): https://www.mytpu.org/wp-content/uploads/BCEP_Process_Requirements.pdf. | July_6_2026

## Staff Contacts (hidden)
Tacoma Power Staff Contacts |  | This is a behind-the-scenes tab; do not display to customers.
The below is used on the "Contacts" tab for populating the staff member's name, email, and phone.
Add and delete rows to the table as staff members change over time.
Tacoma Power Staff | Email | Phone
Jeff Gascoyne | jgascoyne@tacoma.gov | 2536778761
Ryan Kim | rkim1@tacoma.gov | 2532784030
Note on C5: [Threaded comment] Your version of Excel allows you to read this threaded comment; however, any edits to it will get removed if the file is opened in a newer version of Excel. Learn more: https://go.microsoft.com/fwlink/?linkid=870924 Comment: Do not format phone number. Formatting is handled on the "Contacts" tab.

## Data Entry (hidden)
Picklists, Data Validations, and Conditional Formatting in Plain English |  |  |  |  | This is a behind-the-scenes tab; do not display to customers. |  | This is a behind-the-scenes tab; do not display to customers.
This tab is part of the sys. admin's documentation of how the calculator was built.
It explains which cells have 1) picklists (a.k.a. dropdowns), where the picklists are located, and the general formula that a picklist uses; 2) data validations; and 3) conditional formatting.
The goal of this sheet is to help you see where values are used in the areas of Excel that its Trace Dependents and Trace Precedents features don't look in.
Light gray fill means the cell has a picklist, data validation, and/or conditional formatting, but it's located on a different row in the below table. (Some cells/columns have multiple rows in the table.)
Tab Name | Cell or Column Name | Picklist Range Name | Picklist Location (tab name) | Conditional Formatting | Data Validation | Comments
Site | Rate Class | TPURateClass | Picklists | None | Picklist
Site | Building Type | BuildingTypeList | Picklists | None | Picklist
Spaces | Row | None | None | IF "Unique Space Helper" = FALSE THEN turn cell pink. | None
Spaces | Space Type | SpaceType | Picklists | None | Picklist
Spaces | Heating Type | HeatType | Picklists | None | Picklist
Spaces | Cooling Type | CoolType | Picklists | None | Picklist
Spaces | Sunday | None | None | None | Between MinOperateHours and MaxOperateHours
Spaces | Monday | None | None | None | Between MinOperateHours and MaxOperateHours
Spaces | Tuesday | None | None | None | Between MinOperateHours and MaxOperateHours
Spaces | Wednesday | None | None | None | Between MinOperateHours and MaxOperateHours
Spaces | Thursday | None | None | None | Between MinOperateHours and MaxOperateHours
Spaces | Friday | None | None | None | Between MinOperateHours and MaxOperateHours
Spaces | Saturday | None | None | None | Between MinOperateHours and MaxOperateHours
Spaces | Weeks per Year | None | None | None | Between MinOperateWeeks and WeeksInYear
Measures | Measure Type | MeasureType | Picklists | None | Picklist
Measures | Class [existing] | FixClassExist | Fixture Picklists | None | Picklist
Measures | Category [existing] | CFLCat | Fixture Picklists | None | Picklist | The picklist values are the CFL table's column headers.
Measures | Category [existing] | ExitSignCat | Fixture Picklists | None | Picklist | The picklist values are the Exit Sign table's column headers.
Measures | Category [existing] | HIDCat | Fixture Picklists | None | Picklist | The picklist values are the HID table's column headers.
Measures | Category [existing] | InductionCat | Fixture Picklists | None | Picklist | The picklist values are the Induction table's column headers.
Measures | Category [existing] | LEDCat | Fixture Picklists | None | Picklist | The picklist values are the LED table's column headers.
Measures | Category [existing] | QuartzCat | Fixture Picklists | None | Picklist | The picklist values are the Quartz table's column headers.
Measures | Category [existing] | T5Cat | Fixture Picklists | None | Picklist | The picklist values are the T5 table's column headers.
Measures | Category [existing] | T8Cat | Fixture Picklists | None | Picklist | The picklist values are the T8 table's column headers.
Measures | Category [existing] | T8HPCat | Fixture Picklists | None | Picklist | The picklist values are the T8HP table's column headers.
Measures | Category [existing] | T10Cat | Fixture Picklists | None | Picklist | The picklist values are the T10 table's column headers.
Measures | Category [existing] | T12Cat | Fixture Picklists | None | Picklist | The picklist values are the T12 table's column headers.
Measures | Category [existing] | Blank | Picklists | None | Picklist | This is the picklist option that displays when the fixture class is blank.
Measures | Subcategory [existing] | CFLSub | Fixture Picklists | None | Picklist | The picklist values are the CFL table's values.
Measures | Subcategory [existing] | ExitSignSub | Fixture Picklists | None | Picklist | The picklist values are the Exit Sign table's values.
Measures | Subcategory [existing] | HIDSub | Fixture Picklists | None | Picklist | The picklist values are the HID table's values.
Measures | Subcategory [existing] | InductionSub | Fixture Picklists | None | Picklist | The picklist values are the Induction table's values.
Measures | Subcategory [existing] | LEDSub | Fixture Picklists | None | Picklist | The picklist values are the LED table's values.
Measures | Subcategory [existing] | QuartzSub | Fixture Picklists | None | Picklist | The picklist values are the Quartz table's values.
Measures | Subcategory [existing] | T5Sub | Fixture Picklists | None | Picklist | The picklist values are the T5 table's values.
Measures | Subcategory [existing] | T8Sub | Fixture Picklists | None | Picklist | The picklist values are the T8 table's values.
Measures | Subcategory [existing] | T8HPSub | Fixture Picklists | None | Picklist | The picklist values are the T8HP table's values.
Measures | Subcategory [existing] | T10Sub | Fixture Picklists | None | Picklist | The picklist values are the T10 table's values.
Measures | Subcategory [existing] | T12Sub | Fixture Picklists | None | Picklist | The picklist values are the T12 table's values.
Measures | Subcategory [existing] | Blank | Picklists | None | Picklist | This is the picklist option that displays when the fixture class is blank.
Measures | Wattage per Lamp [existing] | Lots of them. See the "Wattage Range Name" column. | Ballast Factor | IF "Wattage Helper" = 'Invalid' THEN turn cell pink. | Picklist | 1) It's correct that the data validation has its error messages turned off--this had to be done to allow users to enter LED wattages. 2) In place of the data validation error messages, we use the conditional formatting to alert users about data entry errors. 3) It's correct that we do not enforce that only numeric values be entered. Excel only allows one data validation per cell, and so we used it to create the dropdowns.
Measures | Number of Lamps per Fixture [existing] | None | None | None | Whole numbers only
Measures | Quantity of Fixtures [existing] | None | None | None | Whole numbers only
Measures | Class [proposed] | FixClassPropose | Fixture Picklists | IF "Measure Type" = 'Controls Only' OR 'Decommissioning' THEN turn cell dark gray. | Picklist
Measures | Category [proposed] |  |  | IF "Measure Type" = 'Controls Only' OR 'Decommissioning' THEN turn cell dark gray.
Measures | Category [proposed] | LEDCat | Fixture Picklists |  | Picklist | The picklist values are the LED table's column headers.
Measures | Category [proposed] | SignageCat | Fixture Picklists |  | Picklist | The picklist values are the Signage table's column headers.
Measures | Category [proposed] | Blank | Picklists |  | Picklist | This is the picklist option that displays when the fixture class is blank.
Measures | Subcategory [proposed] |  |  | IF "Measure Type" = 'Controls Only' OR 'Decommissioning' THEN turn cell dark gray.
Measures | Subcategory [proposed] | LEDSub | Fixture Picklists |  | Picklist | The picklist values are the LED table's values.
Measures | Subcategory [proposed] | SignageSub | Fixture Picklists |  | Picklist | The picklist values are the Signage table's values.
Measures | Subcategory [proposed] | Blank | Picklists |  | Picklist | This is the picklist option that displays when the fixture class is blank.
Measures | Wattage per Unit [proposed] | None | None | IF "Measure Type" = 'Controls Only' OR 'Decommissioning' THEN turn cell dark gray. | Numbers only
Measures | Number of Units per Fixture [proposed] | None | None | IF "Measure Type" = 'Controls Only' OR 'Decommissioning' THEN turn cell dark gray. | Whole numbers only
Measures | Quantity of Fixtures [proposed] | None | None | IF "Measure Type" = 'Controls Only' OR 'Decommissioning' THEN turn cell dark gray. | Whole numbers only
Measures | Manufacturer [proposed] | None | None | IF "Measure Type" = 'Controls Only' OR 'Decommissioning' THEN turn cell dark gray. | None
Measures | Model Number [proposed] | None | None | IF "Measure Type" = 'Controls Only' OR 'Decommissioning' THEN turn cell dark gray. | None
Measures | Control Type | ControlType | Picklists | IF "Measure Type" = 'Decommissioning' THEN turn cell dark gray. | Picklist
Measures | Quantity [controls] | None | None | IF "Measure Type" = 'Decommissioning' OR "Control Type" = 'No Controls' THEN turn cell dark gray.
Measures | Quantity [controls] | None | None | IF ("Measure Type = 'Controls Only' AND Control Quantity > Existing Fixture Quantity) OR ("Measure Type" = 'Fixtures' AND Control Quantity > Proposed Fixture Quantity) THEN turn cell pink.
Measures | Quantity [controls] | None | None |  | Whole numbers only
Measures | % Wattage Reduced | MultifuncCtrlWattReducePct | Picklists | IF "Measure Type" = 'Decommissioning' OR "Control Type" = 'No Controls' OR "Control Type <> 'Multi-Function' THEN turn cell dark gray. | None
Measures | % Hours Reduced | None | None | IF "Measure Type" = 'Decommissioning' OR "Control Type" = 'No Controls' THEN turn cell dark gray. | None
Measures | Existing Fixture [Check for Missing Information] | None | None | IF "Existing Fixture" = 'Missing info' THEN turn cell pink. | None
Measures | Proposed Fixture [Check for Missing Information] | None | None | IF "Proposed Fixture" = 'Missing info' THEN turn cell pink. | None
Measures | Controls [Check for Missing Information] | None | None | IF "Controls" = 'Missing info' THEN turn cell pink. | None
TPU Data Entry | Sector | SectorList | Picklists | None | Picklist
Note on C35: [Threaded comment] Your version of Excel allows you to read this threaded comment; however, any edits to it will get removed if the file is opened in a newer version of Excel. Learn more: https://go.microsoft.com/fwlink/?linkid=870924 Comment: Yes, "Blank" is the range name, a little confusing but...it is what it is.
Note on C47: [Threaded comment] Your version of Excel allows you to read this threaded comment; however, any edits to it will get removed if the file is opened in a newer version of Excel. Learn more: https://go.microsoft.com/fwlink/?linkid=870924 Comment: Yes, "Blank" is the range name, a little confusing but...it is what it is.
Note on C55: [Threaded comment] Your version of Excel allows you to read this threaded comment; however, any edits to it will get removed if the file is opened in a newer version of Excel. Learn more: https://go.microsoft.com/fwlink/?linkid=870924 Comment: Yes, "Blank" is the range name, a little confusing but...it is what it is.
Note on C59: [Threaded comment] Your version of Excel allows you to read this threaded comment; however, any edits to it will get removed if the file is opened in a newer version of Excel. Learn more: https://go.microsoft.com/fwlink/?linkid=870924 Comment: Yes, "Blank" is the range name, a little confusing but...it is what it is.

## Formulas (hidden)
Formulas in Plain English |  | This is a behind-the-scenes tab; do not display to customers.
This tab is part of the sys. admin's documentation of how the calculator was built.
This tab explains the general formulas for space conditions, kWh savings, incentive, and return on investment that are used in the calculator. It's written in half plain English and half pseudo-code.
See the "Spaces", "Measures", and "Project Summary" tabs for the precise formulas, which include how the calculator handles scenarios such as unused rows, rows that have fixtures but no controls, row that are for decommissioned fixtures only, etc.
See also the companion Visio file "Lighting Calculator Dataflow.vsdx" for a visual of which data feed into which formulas.
Category | Formula Name | General Formula | Column Header 1 | Column Header 2
Spaces tab |  |  | Spaces tab | Measures tab
Hours | Weekly Hours | Day Hours Sun. + Day Hours Mon. + Day Hours Tues. + Day Hours Wed. + Day Hours Thurs. + Day Hours Fri. + Day Hours Sat. | WEEKLY_HOURS
Hours | Annual Hours | Weekly Hours * Weeks per Year * (Days in Year / (Weeks in Year * Days in Week)) | ANNUAL_HOURS | ANNUAL_HOURS
HVAC Factor | Space Conditioning Type Lookup | INDEX MATCH on Heating Type and Cooling Type to return Space Conditioning Type from Space Condition Table | SPACE_CONDITIONING_TYPE_LOOKUP_HELPER
HVAC Factor | HVAC Interactive Factor Lookup | INDEX MATCH on Space Conditioning Type and Building Type to return HVAC Factor from HVAC Factor Table | HVAC_FACTOR_LOOKUP_HELPER | HVAC_FACTOR
Measures tab |  |  | Measures tab | Project Summary tab
kWh | Existing Fixture Ballast Factor | INDEX MATCH on Existing Fixture Class, Existing Fixture Category, and Existing Fixture Sub-category to return the Ballast Factor from the Ballast Factor Table | EXISTING_FIXTURE_BALLAST_FACTOR_LOOKUP_HELPER
kWh | Existing Fixture Wattage | Existing Wattage per Lamp * Existing Lamps per Fixture * Existing Fixture Ballast Factor | EXISTING_FIXTURE_WATTAGE
kWh | Existing Fixture kWh Consumption Site | (Existing Fixture Wattage * Existing Fixture Quantity * Annual Hours * HVAC Factor)/1000 | EXISTING_FIXTURE_KWH_SITE_CONSUMPTION
kWh | Grand Total Existing Fixture kWh Consumption Site | SUM(Existing Fixture kWh Consumption Site) for all measures | EXISTING_FIXTURE_KWH_SITE_CONSUMPTION
kWh | Proposed Fixture Wattage | Propose Wattage per Unit * Proposed Units per Fixture | PROPOSED_FIXTURE_WATTAGE
kWh | Proposed Fixture kWh Consumption Site | (Proposed Fixture Wattage * Proposed Fixture Quantity * Annual Hours * HVAC Factor)/1000 | PROPOSED_FIXTURE_KWH_SITE_CONSUMPTION
kWh | Fixture kWh Savings Site | Existing Fixture kWh Consumption Site - Proposed Fixture kWh Consumption Site | FIXTURE_KWH_SITE_SAVINGS
kWh | Fixture kWh Savings Percentage | Fixture kWh Savings Site / Existing Fixture kWh Consumption Site | FIXTURE_KWH_SAVINGS_PERCENTAGE
kWh | Grand Total Fixture kWh Savings Site | SUM (Fixture kWh Savings Site) for all measures | FIXTURE_KWH_SITE_SAVINGS | Total Fixture kWh Savings
kWh | Grand Total Fixture kWh Savings Percentage | Grand Total Fixture kWh Savings Site / Grand Total Existing Fixture kWh Consumption Site | FIXTURE_KWH_SAVINGS_PERCENTAGE
kWh | Controls kWh Savings Site | IF(Measure Type = 'Controls Only' THEN IF(Control Type = 'Multi-function' THEN Existing Fixture kWh Consumption Site * Hours Reduced Percentage * Wattage Reduced Percentage ELSE Existing Fixture kWh Consumption Site * Hours Reduced Percentage) ELSE IF(Measure Type = 'Fixtures' THEN IF(Control Type = 'Multi-function' THEN Proposed Fixture kWh Consumption Site * Hours Reduced Percentage * Wattage Reduced Percentage ELSE Proposed Fixture kWh Consumption Site * Hours Reduced Percentage) ELSE 0)) | CONTROLS_KWH_SITE_SAVINGS_HELPER
kWh | Controls kWh Savings Percentage | Controls kWh Savings Site / Existing Fixture kWh Consumption Site | CONTROLS_KWH_SAVINGS_PERCENTAGE
kWh | Grand Total Controls kWh Savings | SUM (Controls kWh Savings Site) | CONTROLS_KWH_SITE_SAVINGS | Total Control kWh Savings
kWh | Total kWh Savings Site | Fixture kWh Savings Site + Controls kWh Savings Site | GRAND_TOTAL_KWH_SITE_SAVINGS | Estimated kWh Site Savings
kWh | Total kWh Savings Percentage | Total kWh Savings Site / Existing Fixture kWh Consumption Site | GRAND_TOTAL_KWH_SAVINGS_PERCENTAGE
Incentive | Fixture Incentive Name | IF(Proposed Fixture Category = 'Tube' THEN 'LED Tubes' ELSE IF (Proposed Fixture Category = 'Exit Sign' THEN 'LED Exit Sign' ELSE IF (Rate Class = 'Small General (B)' THEN 'Standard B' ELSE IF (Rate Class = 'General (G) THEN 'Standard G' ELSE IF (Rate ClassField = 'High Voltage (HVG)' THEN 'Standard HVG' ELSE 'Error'))))) | FIXTURE_INCENTIVE_NAME_HELPER
Incentive | Fixture Incentive Rate | INDEX MATCH on Fixture Incentive Name to return Incentive Rate from Incentive Rate Table | FIXTURE_INCENTIVE_RATE_LOOKUP_HELPER
Incentive | Fixture Incentive Unit | INDEX MATCH on Fixture Incentive Name to return Incentive Unit from Incentive Rate Table | FIXTURE_INCENTIVE_UNIT_LOOKUP_HELPER
Incentive | Fixture Incentive Amount | IF (Fixture kWh Savings Site = 0 THEN 0 ELSE IF (Fixture Incentive Unit = 'Per kWh Saved' THEN ROUND (Fixture Incentive Rate * Fixture kWh Savings Site, 2) ELSE IF ELSE IF (Fixture Incentive Unit = 'Per Tube' AND Fixture kWh Savings Site < 0 THEN ROUND (-Fixture Incentive Rate * Proposed Units per Fixture * Proposed Fixture Quantity ,2) ELSE IF (Fixture Incentive Unit = 'Per Tube' THEN ROUND (Fixture Incentive Rate * Proposed Units per Fixture * Proposed Fixture Quantity ,2) ELSE IF (Fixture Incentive Unit ='Per Fixture' AND AND Fixture kWh Savings Site < 0 THEN ROUND (-Fixture Incentive Rate *Proposed Fixture Quantity, 2) ELSE IF (Fixture Incentive Unit ='Per Fixture' THEN ROUND (Fixture Incentive Rate *Proposed Fixture Quantity, 2) ELSE,0))))) | FIXTURE_INCENTIVE_UNCAPPED_HELPER
Incentive | Controls Incentive Name | IF (Rate Class = 'Small General (B)' THEN 'Standard B' ELSE IF (Rate Class = 'General (G) THEN 'Standard G' ELSE IF (Rate ClassField = 'High Voltage (HVG)' THEN 'Standard HVG' ELSE 'Error'))) | CONTROLS_INCENTIVE_NAME_HELPER
Incentive | Controls Incentive Rate | INDEX MATCH on Controls Incentive Name to return Incentive Rate from Incentive Rate Table | CONTROLS_INCENTIVE_RATE_LOOKUP_HELPER
Incentive | Controls Incentive Amount | IF (Controls kWh Savings Site < 0 THEN 0 ELSE IF (Controls kWh Savings Site * Controls Incentive Rate ELSE,0)) | CONTROLS_UNCAPPED_INCENTIVE
Incentive | Grand Total Controls Incentive Amount | SUM (Controls Incentive Amount) | CONTROLS_UNCAPPED_INCENTIVE
Reporting | Fixture Commercial BPA Reference Number | INDEX MATCH on Proposed Fixture Class, Proposed Fixture Category, and Proposed Fixture Sub-category to return the Fixture Commercial BPA Reference Number from the Ballast Factor Table | FIXTURE_COMMERCIAL_BPA_REF_NO_LOOKUP_HELPER
Reporting | Fixture Industrial BPA Reference Number | INDEX MATCH on Proposed Fixture Class, Proposed Fixture Category, and Proposed Fixture Sub-category to return the Fixture Industrial BPA Reference Number from the Ballast Factor Table | FIXTURE_INDUSTRIAL_BPA_REF_NO_LOOKUP_HELPER
Reporting | Fixture BPA Reference Number | IF (Sector = 'Commercial' THEN Fixture Commercial BPA Reference Number ELSE IF (Sector = 'Industrial' THEN Fixture Industrial BPA Reference Number ELSE 'Sector is blank')) | FIXTURE_BPA_REFERENCE_NUMBER
Reporting | Controls BPA Reference Number | INDEX MATCH on Sector to return the Controls BPA Reference Number from the Controls BPA Ref No. Table | CONTROLS_BPA_REFERENCE_NUMBER
Project Summary tab
Incentive | Percent of Project Cost that Total Project Incentive Cannot Exceed | VLOOKUP on Rate Class to return Percent of Project Cost that Total Project Incentive Cannot Exceed from the Incentive Rate Table | Percentage of Project Cost Cap
Incentive | Maximum Allowed Project Incentive by Percentage of Project Cost | IF(Project Cost * Percent of Project Cost that Total Project Incentive Cannot Exceed) | Max. Possible Incentive based on % of Project Cost
kWh | Exit Sign kWh Savings Site | IF (Proposed Fixture Category = 'Exit Sign', SUM (Fixture kWh Savings Site) | Exit Sign
kWh | Tube kWh Savings Site | IF (Proposed Fixture Category = 'Tube', SUM (Fixture kWh Savings Site) | Tube
kWh | All Other Fixture Types, incl. Decommissioning, kWh Savings Site | Total Fixture kWh Savings Site - Exit Sign kWh Savings Site - Tube kWh Savings Site | All Other Fixture Types, including Decommissioning
Incentive | Exit Sign Fix. Incentive Adj. for Negative kWh Savings | IF (Total Fixture kWh Savings Site < 0 THEN 0 ELSE IF (Exit Sign kWh Savings Site < 0 THEN 0 ELSE IF (Proposed Fixture Category = 'Exit Sign', SUM (Fixture Incentive Amount) | Exit Sign Fix. Incentive Adj. for Negative kWh Savings
Incentive | Tube Fix. Incentive Adj. for Negative kWh Savings | IF (Total Fixture kWh Savings Site < 0 THEN 0 ELSE IF (Tube kWh Savings Site < 0 THEN 0 ELSE IF (Proposed Fixture Category = 'Tube', SUM (Fixture Incentive Amount) | Tube Fix. Incentive Adj. for Negative kWh Savings
Incentive | All Other Fix. Incentive Adj. for Negative kWh Sav. | IF (Total Fixture kWh Savings Site < 0 THEN 0 ELSE IF (All Other Fixture Types, incl. Decommissioning, kWh Savings Site < 0 THEN 0 ELSE All Other Fixture Types, incl. Decommissioning, kWh Savings Site * Fixture Incentive Rate | All Other Fix. Incentive Adj. for Negative kWh Sav.
Incentive | Fixture Incentive Adjusted | Exit Sign Fix. Incentive Adj. for Negative kWh Savings + Tube Fix. Incentive Adj. for Negative kWh Savings + All Other Fix. Incentive Adj. for Negative kWh Sav. | Fixture Incentive Adjusted
Incentive | Uncapped Incentive (Adj. Fixture + Controls) | Fixture Incentive Adjusted + Grand Total Controls Incentive Amount | Uncapped Incentive (Adj. Fixture + Controls)
Incentive | Project Incentive Payout | MIN(Uncapped Incentive (Adj. Fixture + Controls), Maximum Allowed Project Incentive by Percentage of Project Cost) | Estimated Incentive*
Incentive | Project Incentive Explanation | Note: On the "Project Summary" tab the following formula exists. I'm calling it out because when there are no data in the calculator, you can't see that there's a formula in the cell (A24 as of 6/2/26.) IF(ISBLANK(RateClassField),"",CONCAT("* Tacoma Power pays the lesser of the uncapped incentive or ", Percent of Project Cost that Total Project Incentive Cannot Exceed*100, "% of project cost."))
ROI | Incentive as Percentage of Project Cost | Project Incentive Payout / Project Cost | Estimated Incentive as Percentage of Project Cost (incentive / project cost)
ROI | Customer Out-of-Pocket Cost | Project Cost - Project Incentive Payout | Customer Out-of-Pocket Cost (project cost - incentive)
ROI | Average Energy Cost | VLOOKUP on Rate Class to return Energy Rate from the Electricity Rate Table | Avg. Energy Cost ($/kWh) for Rate Class:
ROI | Yearly Energy Cost Savings | Total kWh savings site x Average Energy Cost | Estimated Yearly Energy Cost Savings (kWh site savings x average energy cost)
ROI | Yearly O&M Savings | Project Cost x O&M Percent | Estimated Yearly O&M Savings (project cost x O&M percent)
ROI | Simple Payback in Years | IF Project Incentive Payout = Project Cost THEN 1 ELSE Customer Out-of-Pocket Cost / (Yearly Energy Cost Savings + Yearly O&M Savings) | Estimated Simple Payback in Years (out-of-pocket cost / (yr. energy cost saved + O&M saved))
ROI | Return On Investment (ROI) | 1/Simple Payback in Years | Simple Return on Investment (ROI) (1/simple payback)
ROI | Cost of Waiting 6 months | (Yearly Energy Cost Savings + Yearly O&M Savings) / 2 | 6 Months
ROI | Cost of Waiting 1 Year | Yearly Energy Cost Savings + Yearly O&M Savings | 1 Year
ROI | Cost of Waiting 3 Years | Cost of Waiting 1 Year * 3 | 3 Years
ROI | Cost of Waiting 5 Years | Cost of Waiting 1 Year * 5 | 5 Years
Note on D7: [Threaded comment] Your version of Excel allows you to read this threaded comment; however, any edits to it will get removed if the file is opened in a newer version of Excel. Learn more: https://go.microsoft.com/fwlink/?linkid=870924 Comment: This column contains links to the column headers that use the formulas. (All caps with underscores is the Snowflake column name.) It's intended to be the crosswalk between the plain English write up on this tab and the exact expression on the "Spaces", "Measures", etc. tab.
Note on E7: [Threaded comment] Your version of Excel allows you to read this threaded comment; however, any edits to it will get removed if the file is opened in a newer version of Excel. Learn more: https://go.microsoft.com/fwlink/?linkid=870924 Comment: This column contains links to the Snowflake column headers that use the formulas. It's intended to be the crosswalk between the plain English write up on this tab and the exact expression on the "Spaces", "Measures", etc. tab.
Note on D24: [Threaded comment] Your version of Excel allows you to read this threaded comment; however, any edits to it will get removed if the file is opened in a newer version of Excel. Learn more: https://go.microsoft.com/fwlink/?linkid=870924 Comment: This one isn't well named. I missed updating the Snowflake column name when I consolidated some formulas for controls.

## Print Areas (hidden)
Print Areas |  | This is a behind-the-scenes tab; do not display to customers.
This tab is part of the sys. admin's documentation of how the calculator was built.
The below is used to dynamically set the print areas for the "Spaces", "Measures", "Walkthrough", and "Fixture Review" tabs.
We only want to print rows that are populated, and we do this by counting a) the number of populated roles, b) the number of header rows that are above the tables, and c) the number of columns in the table.
How to set dynamic print areas
For each of the tabs…
1. Go to the tab.
2. Highlight with the cursor all cells from A1 to the last for-customer-display column and down to the last row of the table.
3. Set this as the print area.
4. Go to Page Setup.
5. Set the margins.
6. Set the header.
7. Set the footers.
8. Set the appropriate rows to repeat for printing.
9. Set the appropriate columns to repeat for printing.
10. Save the page setup.
11. Copy the tab's OFFSET formula from below.
12. Go to the Name Manager.
13. Create a new Named Range. Title it "DynamicPrintAreaTabName".
14. Enter the OFFSET formula.
15. Save the Named Range.
16. Still in the Name Manager, find the Named Range title "Print_Area" that pertains to the tab.
Do NOT rename it.
17. In it's formula expression box, enter "=DynamicPrintAreaTabName".
18. Save the Named Range "Print_Area".
19. Go to the tab and test via its Print Preview.
IMPORTANT: If you go to the tab's Page Setup settings after you've done the above steps, you must A) set the print area again (step 3), B) reassociate the DynamicPrintArea named range to the Print_Area named range (steps 16 thru 18), and C) test (step 19).
Formula Building Blocks for Dynamic Print Area
The below rows show each component of the OFFSET formula that determines which cells should be printed.
It's just a way to think out loud and assemble the OFFSET formula piece by piece.
Remember: If you add or remove any columns or rows on the tabs, you must update the OFFSET formula.
Spaces tab
Description | Results of Formula at Right | Formula Building Blocks
Starting cell for the print area | Spaces and Hours | Spaces!$A$1
Number of header rows above the table | 6 | MATCH("Row",Spaces!$A$1:$A$57,0)
Number of rows populated, excluding table's column header | 2 | COUNTA(SpaceTable[Space Type])
Number of columns in the table | 22 | COUNTA(Spaces!$6:$6)
Formula for the dynamic print area |  | OFFSET(Spaces!$A$1,0,0,MATCH("Row",Spaces!$A$1:$A$57,0)+COUNTA(SpaceTable[Space Type]),COUNTA(Spaces!$6:$6))
Hard copy of the above formula - This is what is copied into the Name Manager |  | OFFSET(Spaces!$A$1,0,0,MATCH("Row",Spaces!$A$1:$A$57,0)+COUNTA(SpaceTable[Space Type]),COUNTA(Spaces!$6:$6))
Measures tab
Description | Results of Formula at Right | Formula Building Blocks
Starting cell for the print area | Measures | Measures!$A$1
Number of header rows above the table | 5 | MATCH("Row",Measures!$A$1:$A$507,0)
Number of rows populated, excluding table's column header | 3 | COUNTA(Measures!$B$5:$B$507)-1
Number of columns in the table | 64 | COUNTA(Measures!$5:$5)
Formula for the dynamic print area |  | OFFSET(Measures!$A$1,0,0,MATCH("Row",Measures!$A$1:$A$507,0)+COUNTA(Measures!$B$5:$B$507)-1,COUNTA(Measures!$5:$5))
Hard copy of the above formula - This is what is copied into the Name Manager |  | OFFSET(Measures!$A$1,0,0,MATCH("Row",Measures!$A$1:$A$507,0)+COUNTA(Measures!$B$5:$B$507)-1,COUNTA(Measures!$5:$5))
Walkthrough tab
Description | Results of Formula at Right | Formula Building Blocks
Starting cell for the print area | Walkthrough | Walkthrough!$A$1
Number of header rows above the table | 7 | MATCH("Row",Walkthrough!$A$1:$A$507,0)
Number of rows populated, excluding table's column header | 0 | COUNTIF(Walkthrough!$P$7:$P507,"Yes")
Number of columns in the table | 16 | COUNTA(Walkthrough!$7:$7)
Formula for the dynamic print area |  | OFFSET(Walkthrough!$A$1,0,0,MATCH("Row",Walkthrough!$A$1:$A$507,0)+COUNTIF(Walkthrough!$P$7:$P507,"Yes"),COUNTA(Walkthrough!$7:$7))
Hard copy of the above formula - This is what is copied into the Name Manager |  | OFFSET(Walkthrough!$A$1,0,0,MATCH("Row",Walkthrough!$A$1:$A$507,0)+COUNTIF(Walkthrough!$P$7:$P507,"Yes"),COUNTA(Walkthrough!$7:$7))
Fixture Review tab
Description | Results of Formula at Right | Formula Building Blocks
Starting cell for the print area | Fixtures and Controls Review | 'Fixture Review'!$A$1
Number of header rows above the table | 6 | MATCH("Measure",'Fixture Review'!$A$1:$A$6,0)
Number of rows populated, excluding table's column header | 11 | COUNTA('Fixture Review'!$A$7:$A$119)
Number of columns in the table | 3 | COUNTA('Fixture Review'!$6:$6)
Formula for the dynamic print area |  | OFFSET('Fixture Review'!$A$1,0,0,MATCH("Measure",'Fixture Review'!$A$1:$A$6,0)+COUNTA('Fixture Review'!$A$7:$A$119),COUNTA('Fixture Review'!$6:$6))
Hard copy of the above formula - This is what is copied into the Name Manager |  | OFFSET('Fixture Review'!$A$1,0,0,MATCH("Measure",'Fixture Review'!$A$1:$A$6,0)+COUNTA('Fixture Review'!$A$7:$A$119),COUNTA('Fixture Review'!$6:$6))
Note on C45: [Threaded comment] Your version of Excel allows you to read this threaded comment; however, any edits to it will get removed if the file is opened in a newer version of Excel. Learn more: https://go.microsoft.com/fwlink/?linkid=870924 Comment: You do NOT need "-1" to subtract the column header because Excel does it for you because the "Spaces" tab is set up as a true table.
Note on C54: [Threaded comment] Your version of Excel allows you to read this threaded comment; however, any edits to it will get removed if the file is opened in a newer version of Excel. Learn more: https://go.microsoft.com/fwlink/?linkid=870924 Comment: The "-1" subtracts the column header. You need it because the "Measures" tab is NOT set up as a true table, and so the COUNTA formula includes the column header.
Note on C63: [Threaded comment] Your version of Excel allows you to read this threaded comment; however, any edits to it will get removed if the file is opened in a newer version of Excel. Learn more: https://go.microsoft.com/fwlink/?linkid=870924 Comment: We need to use a COUNTIF formula on a helper column rather than COUNTA on the "Space" column because Excel counts the empty string ("") in the "Space" column.
Note on C72: [Threaded comment] Your version of Excel allows you to read this threaded comment; however, any edits to it will get removed if the file is opened in a newer version of Excel. Learn more: https://go.microsoft.com/fwlink/?linkid=870924 Comment: It's okay that this formula counts the column header. The UNIQUE formula for the Manufacturer-Model values inserts a blank row (because not all 500 rows on the "Measures" tab get populated). The COUNTA formula doesn't count the blank row, so counting the column header gets us to the correct number of rows to print.